## Guidelines and conditions
|  | Navigation area: |  |  |  | Next sheet
Top of sheet
GUIDELINES AND CONDITIONS
1 | Directive 2003/87/EC (the "ETS Directive") requires operators of installations which are included in the Union Emission Trading Scheme (the EU ETS) to hold a valid GHG emission permit issued by the relevant Competent Authority and to monitor and report their emissions, and have the reports verified in accordance with Article 15 of the EU ETS Directive and the Regulation pursuant to that Article.
The consolidated Directive can be downloaded from:
https://eur-lex.europa.eu/eli/dir/2003/87/2021-01-01
2 | The Monitoring and Reporting Regulation (Commission Regulation (EU) No 2018/2066, as amended, hereinafter the "MRR"), defines further requirements for monitoring and reporting. The MRR can be downloaded from:
https://eur-lex.europa.eu/eli/reg_impl/2018/2066/2021-01-01
3 | This file constitutes a tool developed by the Commission services for the purpose of harmonising the determination of uncertainties of measurements pursuant to Articles 12(1)(a), 28 and 29 of the MRR.
This is the final version of the tool for the assessment of uncertainties, updated for phase 4 of the EU ETS, dated 12 January 2022.
4 | All Commission guidance documents on the Monitoring and Reporting Regulation can be found at:
https://ec.europa.eu/clima/eu-action/eu-emissions-trading-system-eu-ets/monitoring-reporting-and-verification-eu-ets-emissions_en
5 | Information sources:
EU Websites:
| EU-Legislation: |  | http://eur-lex.europa.eu/en/index.htm
| EU ETS general: |  | https://ec.europa.eu/clima/eu-action/eu-emissions-trading-system-eu-ets_en
Monitoring and Reporting in the EU ETS:
https://ec.europa.eu/clima/eu-action/eu-emissions-trading-system-eu-ets/monitoring-reporting-and-verification-eu-ets-emissions_en
Other Websites:
<to be provided by Member State>
Helpdesk:
<to be provided by Member State, if relevant>
6 | How to use this file:
In order to protect formulae against unintended modifications, which usually lead to wrong and misleading results, it is of utmost importance NOT TO USE the CUT & PASTE function. If you want to move data, first COPY and PASTE them, and thereafter delete the unwanted data in the old (wrong) place.
Colour codes and fonts:
|  | Black bold text: |  | This is text provided by the Commission template. It should be kept as it is.
|  | Smaller italic text: |  | This text gives further explanations. Member States may add further explanations in MS specific versions of the template.
Light yellow fields indicate that an input is optional.
Green fields show automatically calculated results. Red text indicates error messages (missing data etc.).
Shaded fields indicate that an input in another field makes the input here not relevant.
Grey shaded areas should be filled by Member States before publishing a customised version of the template.
Light grey areas are dedicated for navigation and hyperlinks.
7 | This template has been locked against data entry except for yellow fields. However, for transparency reasons, no password has been set. This allows for complete viewing of all formulae. When using this file for data entry, it is recommended to keep the protection in force. The sheets should only be unprotected for checking the validity of formulae. It is recommended to do this in a separate file.
8 | Data fields have not been optimized for specific numerical and other formats. However, sheet protection has been limited so as to allow you to use your own formats. In particular, you may decide about the number of decimal places displayed. The number of places is in principle independent from the precision of the calculation. In principle the option "Precision as displayed" of MS Excel should be deactivated. For more details, consult MS Excel's "Help" function on this topic.
9 | DISCLAIMER: All formulae have been developed carefully and thoroughly. However, mistakes cannot be fully excluded. As described above, full transparency for checking the validity of calculations is ensured. Neither the authors of this file nor the European Commission can be held liable for eventual damages resulting from wrong or misleading results of the provided calculations. It is the full responsibility of the user of this file (i.e. the operator of an EU ETS installation) to ensure that correct data is reported to the competent authority.
10 | Member State-specific guidance is listed here:
11 | Template version information:
| Template provided by: |  |  |  | European Commission
| Publication date: |  |  |  | 2022-01-12
| Language version: |  |  |  | English
| Reference filename: |  |  |  | tool_uncertainty_COM_en_120122.xls

## Uncertainty_Sum
ausblenden | [13 empty] | ausblenden | ausblenden | ausblenden | ausblenden | ausblenden | ausblenden | ausblenden | ausblenden | ausblenden | ausblenden
| 1 |  |  | Navigation area: |  |  |  | Previous sheet |  | Next sheet
Top of sheet
|  | 1 | Tools - Uncertainty assessment of a sum
Each tool in this sheet allows to calculate the uncertainty of a sum as described in sections 8.2 and 8.3 of "Guidance Document 4", in particular examples 2, 5, 7, 8 and 9 discussed in those sections, as well as examples 1, 2, 3, 7 and 9 of Annex III of the "Training Material on Uncertainty Assessment"
https://ec.europa.eu/clima/system/files/2021-10/policy_ets_monitoring_gd4_guidance_uncertainty_en.pdf
https://ec.europa.eu/clima/system/files/2016-11/uncertainty_assessment_training_material_en.pdf
|  | 1 |  | This is an optional tool for calculating the uncertainty associated with the measurement of annual quantities
|  |  |  | Quantity (imported, consumed) | Please enter here information for each measurement instrument (e.g. operator has two sub-meters to give total amounts consumed or data obtained from each supplier of the specific fuel or material).
|  |  |  | Quantity (exported) | Please enter here information for each measurement instrument related to any amounts of the fuel or material that are exported from the installation instead of being consumed therein (e.g. natural gas or fuel oil sold to third parties).
|  |  |  | Quantity (stored) | Please enter here information on the stock levels (e.g. storage tanks, silos) in which the fuel or material is stored.
|  |  |  | Quantity per measurement | Please enter here for each measurement instrument involved the average quantity per measurement and to which the uncertainty is associated.
Example 1: A solid material is delivered by three different suppliers and the quantity of each delivery is measured by the respective weighbridge at each suppliers' site. In this case one line has to be filled for each supplier providing each average quantity per measurement. Where all imported materials are measured by the operator's weighbridge, only one line has to be used.
Example 2: A gas-fired district heating installation has two boilers. Activity data measurements are based on readings from the two flow meters adjacent to each boiler. In that case, two lines have to be used, one for each flow meter.
|  |  |  | Number of measurements | Please enter here the annual number of measurements which the uncertainty is associated with.
The multiplication of that number with the quantity per measurement amounts to the amounts to the annual quantity determined by this measurement instrument.
|  |  |  | Uncertainty related to each measurement | Please enter here the relative uncertainty associated with each measurement, expressed as %.
In some cases, the uncertainty to be provided here might be the result of previous calculation already. For instance, in example 2 above, the uncertainty of the gas meters might have to take into account the uncertainty of the electronic volume converters. These uncertainties can be determined by using the tools in sheet "Uncertainty_Product" first and enter the resulting uncertainties in this sheet.
The uncertainty can be obtained from different sources, e.g. maximum permissible errors in service in legal metrological control, results from calibration, manufacturer's specification, etc.
The type of uncertainty distribution and the coverage (standard or expanded) associated with that percentage will have to be provided in the following columns (see below.)
|  |  |  | Type of distribution | Please enter here the relevant type of uncertainty distribution choosing one of the following from the drop-down list:
[5 empty] | - | normal distribution: this type of distribution typically occurs for uncertainties provided in calibration reports, manufacturer’s specifications and combined uncertainties.
[5 empty] | - | rectangular distribution: this type of distribution typically occurs for maximum permissible errors, tolerances and uncertainties provided in reference books.
[5 empty] | - | triangular distribution: this type of distribution is typically used e.g. where there is only limited sample data for a population, cases where the relationship between variables is known but data is scarce, etc.
[5 empty] | - | unknown distribution: if the distribution is unknown, a normal distribution is assumed.
|  |  |  | Standard or expanded uncertainty? | For normal distributions, please enter here whether the uncertainty provided is the standard (1σ, k=1, 68%) or expanded (2σ, k=2, 95%) uncertainty.
For all other types of distribution, entries here are not relevant and the cell will be greyed out.
|  |  |  | Value "in service"? | Please select here if the uncertainty provided is the uncertainty "in service" or not. "In service" means that the uncertainty specified takes into account all parameters contributing to the uncertainty of the measuring instrument under its use specification, e.g. drift.
The uncertainty would be "not in service" if it relates e.g. to the maximum permissible error (but not in service), calibration certificates etc.
|  |  |  | Conversion factor to "in service" | Please enter here the conversion factor for the uncertainty "in service". If "in service" is selected above, the cell will be greyed out and a value of 1 applied.
Further information on the application of a conversion factor can be found in GD4. E.g. if the uncertainty is obtained from calibration, it needs to take into account the conservative adjustment factor to account for its use specficiations (see Route CO-2a/2b in GD4) which typically is a factor of 2. If the uncertainty relates to maximum permissible errors (MPE) in legal metrological, please make sure you provide the uncertainty as the MPE "in service" (MPES) as specified (often twice the maximum permissible error, but not necessarily). Please note that for normal distributions this factor is additional and independent from the factor of 2 which converts the standard to the expanded uncertainty.
If no entries are made here, a value of 2 to convert the uncertainty to "in service" will be applied.
|  |  |  | Correlated or uncorrelated? | Please enter here whether the individual measurements are correlated or uncorrelated.
Two measurements are correlated if e.g. the deviation from the "true value" is systematically in one direction and not randomly distributed. For instance, if legal metrological control guarantees an MPES of +/- 1%, it means that the "true value" can be assumed to be within that range of the values measured. However, it does not say if measurements may vary around that value between measurements or if they are always systematically max. +/-1% off. In the latter case measurements are correlated and deviations would not average out.
In practice, input quantities are often correlated because the same physical measurement standard, measuring instrument, reference date, or even measurement method is used in the estimation of their values.
Example: Each batch of a solid material purchased on the market is measured by the operator's weighbridge. In this case the measurements may have to be assumed as being correlated.
|  |  | a. | Amount of fuel or material imported to/consumed within the installation
|  |  |  | Name or brief description | Quantity per measurement [e.g. t or Nm³] | Annual number of measurements | Annual quantity [e.g. t or Nm³] | Uncertainty related to each measurement | Type of distribution | Standard or expanded uncertainty? | Value "in service"? | Conversion factor to "in service" | Correlated or uncorrelated? |  |  | Conversion factor | Coverage | Exponential factor | Dist. Rect or Tri? | "in service" conversion | Uncertainty budget | Make grey standard/expanded? | Make grey "in service"
|  |  | i. | [12 empty] | 1 | 68.27% | 2 | FALSE | 2 |  | FALSE | FALSE
|  |  | ii. | [12 empty] | 1 | 68.27% | 2 | FALSE | 2 |  | FALSE | FALSE
|  |  | iii. | [12 empty] | 1 | 68.27% | 2 | FALSE | 2 |  | FALSE | FALSE
|  |  | iv. | [12 empty] | 1 | 68.27% | 2 | FALSE | 2 |  | FALSE | FALSE
|  |  | v. | [12 empty] | 1 | 68.27% | 2 | FALSE | 2 |  | FALSE | FALSE
|  |  | b. | Amount of fuel or material exported from the installation
|  |  |  | Name or brief description | Quantity per delivery [e.g. t or Nm³] | Annual number of deliveries | Annual quantity [e.g. t or Nm³] | Uncertainty related to each measurement | Type of distribution | Standard or expanded uncertainty? | Value "in service"? | Conversion factor to "in service" | Correlated or uncorrelated? |  |  | Conversion factor | Coverage | Exponential factor | Dist. Rect or Tri? | "in service" conversion | Uncertainty budget | Make grey standard/expanded? | Make grey "in service"
|  |  | i. | [12 empty] | 1 | 68.27% | 2 | FALSE | 2 |  | FALSE | FALSE
|  |  | ii. | [12 empty] | 1 | 68.27% | 2 | FALSE | 2 |  | FALSE | FALSE
|  |  | iii. | [12 empty] | 1 | 68.27% | 2 | FALSE | 2 |  | FALSE | FALSE
|  |  | iv. | [12 empty] | 1 | 68.27% | 2 | FALSE | 2 |  | FALSE | FALSE
|  |  | v. | [12 empty] | 1 | 68.27% | 2 | FALSE | 2 |  | FALSE | FALSE
|  |  | c. | Storage capacity for the fuel or material in the installation
For the determination of the overall uncertainty it is assumed here that the uncertainty of the stock level readings is always relative to the storage capacity and not to the actual readings. This is typically true for storage tank level readings for e.g. fuel oil. However, if the operator can demonstrate to the competent authority that the relative uncertainty changes with the stock level, the storage level the relative uncertainty relates to may be provided here instead of the capacity.
|  |  |  | Name or brief description | Storage capacity [e.g. t or m³] |  | Storage capacity [e.g. t or m³] | Uncertainty related to each measurement | Type of distribution | Standard or expanded uncertainty? | Value "in service"? | Conversion factor to "in service" | Correlated or uncorrelated? |  |  | Conversion factor | Coverage | Exponential factor | Dist. Rect or Tri? | "in service" conversion | Uncertainty budget | Make grey standard/expanded? | Make grey "in service"
[8 empty] | 5% | normal | expanded | in service |  | uncorrelated |  |  | 1 | 95.45% | 1 | FALSE | 1 |  | FALSE | TRUE
|  |  | d. | Storage levels at the begining and the end of the year
Entries here are not mandatory to determine the average annual uncertainty. However, the actual uncertainty achieved can be determined at the end of the year by complementing entries under a and b above with entries for the stock levels at the beginning and at the end below.
|  |  |  | Name or brief description | Stock level [e.g. t or m³] |  | Stock level [e.g. t or m³]
Beginning of the year
End of the year
|  |  | e. | Average annual quantity consumed [e.g. t or Nm³] | [5 empty] | Storage capacity (share of annual quantity):
The annual quantity is calculated by deducting exported amounts under b) from amounts imported/consumed under a, as well as the stock level changes under d.
|  |  | f. | Total uncertainty (k=1, 1σ, 68%)
|  |  | g. | Total uncertainty (k=2, 2σ, 95%)
This is the overall uncertainty associated with the annual quantity. The value displayed here is the uncertainty which has to be compared with the threshold of the required tier to check compliance.
|  | 2 |  | This is an optional tool for calculating the uncertainty associated with the measurement of annual quantities
|  |  |  | Quantity (imported, consumed) | Please enter here information for each measurement instrument (e.g. operator has two sub-meters to give total amounts consumed or data obtained from each supplier of the specific fuel or material).
|  |  |  | Quantity (exported) | Please enter here information for each measurement instrument related to any amounts of the fuel or material that are exported from the installation instead of being consumed therein (e.g. natural gas or fuel oil sold to third parties).
|  |  |  | Quantity (stored) | Please enter here information on the stock levels (e.g. storage tanks, silos) in which the fuel or material is stored.
|  |  |  | Quantity per measurement | Please enter here for each measurement instrument involved the average quantity per measurement and to which the uncertainty is associated.
Example 1: A solid material is delivered by three different suppliers and the quantity of each delivery is measured by the respective weighbridge at each suppliers' site. In this case one line has to be filled for each supplier providing each average quantity per measurement. Where all imported materials are measured by the operator's weighbridge, only one line has to be used.
Example 2: A gas-fired district heating installation has two boilers. Activity data measurements are based on readings from the two flow meters adjacent to each boiler. In that case, two lines have to be used, one for each flow meter.
|  |  |  | Number of measurements | Please enter here the annual number of measurements which the uncertainty is associated with.
The multiplication of that number with the quantity per measurement amounts to the amounts to the annual quantity determined by this measurement instrument.
|  |  |  | Uncertainty related to each measurement | Please enter here the relative uncertainty associated with each measurement, expressed as %.
In some cases, the uncertainty to be provided here might be the result of previous calculation already. For instance, in example 2 above, the uncertainty of the gas meters might have to take into account the uncertainty of the electronic volume converters. These uncertainties can be determined by using the tools in sheet "Uncertainty_Product" first and enter the resulting uncertainties in this sheet.
The uncertainty can be obtained from different sources, e.g. maximum permissible errors in service in legal metrological control, results from calibration, manufacturer's specification, etc.
The type of uncertainty distribution and the coverage (standard or expanded) associated with that percentage will have to be provided in the following columns (see below.)
|  |  |  | Type of distribution | Please enter here the relevant type of uncertainty distribution choosing one of the following from the drop-down list:
[5 empty] | - | normal distribution: this type of distribution typically occurs for uncertainties provided in calibration reports, manufacturer’s specifications and combined uncertainties.
[5 empty] | - | rectangular distribution: this type of distribution typically occurs for maximum permissible errors, tolerances and uncertainties provided in reference books.
[5 empty] | - | triangular distribution: this type of distribution is typically used e.g. where there is only limited sample data for a population, cases where the relationship between variables is known but data is scarce, etc.
[5 empty] | - | unknown distribution: if the distribution is unknown, a normal distribution is assumed.
|  |  |  | Standard or expanded uncertainty? | For normal distributions, please enter here whether the uncertainty provided is the standard (1σ, k=1, 68%) or expanded (2σ, k=2, 95%) uncertainty.
For all other types of distribution, entries here are not relevant and the cell will be greyed out.
|  |  |  | Value "in service"? | Please select here if the uncertainty provided is the uncertainty "in service" or not. "In service" means that the uncertainty specified takes into account all parameters contributing to the uncertainty of the measuring instrument under its use specification, e.g. drift.
The uncertainty would be "not in service" if it relates e.g. to the maximum permissible error (but not in service), calibration certificates etc.
|  |  |  | Conversion factor to "in service" | Please enter here the conversion factor for the uncertainty "in service". If "in service" is selected above, the cell will be greyed out and a value of 1 applied.
Further information on the application of a conversion factor can be found in GD4. E.g. if the uncertainty is obtained from calibration, it needs to take into account the conservative adjustment factor to account for its use specficiations (see Route CO-2a/2b in GD4) which typically is a factor of 2. If the uncertainty relates to maximum permissible errors (MPE) in legal metrological, please make sure you provide the uncertainty as the MPE "in service" (MPES) as specified (often twice the maximum permissible error, but not necessarily). Please note that for normal distributions this factor is additional and independent from the factor of 2 which converts the standard to the expanded uncertainty.
If no entries are made here, a value of 2 to convert the uncertainty to "in service" will be applied.
|  |  |  | Correlated or uncorrelated? | Please enter here whether the individual measurements are correlated or uncorrelated.
Two measurements are correlated if e.g. the deviation from the "true value" is systematically in one direction and not randomly distributed. For instance, if legal metrological control guarantees an MPES of +/- 1%, it means that the "true value" can be assumed to be within that range of the values measured. However, it does not say if measurements may vary around that value between measurements or if they are always systematically max. +/-1% off. In the latter case measurements are correlated and deviations would not average out.
In practice, input quantities are often correlated because the same physical measurement standard, measuring instrument, reference date, or even measurement method is used in the estimation of their values.
Example: Each batch of a solid material purchased on the market is measured by the operator's weighbridge. In this case the measurements may have to be assumed as being correlated.
|  |  | a. | Amount of fuel or material imported to/consumed within the installation
|  |  |  | Name or brief description | Quantity per measurement [e.g. t or Nm³] | Annual number of measurements | Annual quantity [e.g. t or Nm³] | Uncertainty related to each measurement | Type of distribution | Standard or expanded uncertainty? | Value "in service"? | Conversion factor to "in service" | Correlated or uncorrelated? |  |  | Conversion factor | Coverage | Exponential factor | Dist. Rect or Tri? | "in service" conversion | Uncertainty budget | Make grey standard/expanded? | Make grey "in service"
|  |  | i. | [12 empty] | 1 | 68.27% | 2 | FALSE | 2 |  | FALSE | FALSE
|  |  | ii. | [12 empty] | 1 | 68.27% | 2 | FALSE | 2 |  | FALSE | FALSE
|  |  | iii. | [12 empty] | 1 | 68.27% | 2 | FALSE | 2 |  | FALSE | FALSE
|  |  | iv. | [12 empty] | 1 | 68.27% | 2 | FALSE | 2 |  | FALSE | FALSE
|  |  | v. | [12 empty] | 1 | 68.27% | 2 | FALSE | 2 |  | FALSE | FALSE
|  |  | b. | Amount of fuel or material exported from the installation
|  |  |  | Name or brief description | Quantity per delivery [e.g. t or Nm³] | Annual number of deliveries | Annual quantity [e.g. t or Nm³] | Uncertainty related to each measurement | Type of distribution | Standard or expanded uncertainty? | Value "in service"? | Conversion factor to "in service" | Correlated or uncorrelated? |  |  | Conversion factor | Coverage | Exponential factor | Dist. Rect or Tri? | "in service" conversion | Uncertainty budget | Make grey standard/expanded? | Make grey "in service"
|  |  | i. | [12 empty] | 1 | 68.27% | 2 | FALSE | 2 |  | FALSE | FALSE
|  |  | ii. | [12 empty] | 1 | 68.27% | 2 | FALSE | 2 |  | FALSE | FALSE
|  |  | iii. | [12 empty] | 1 | 68.27% | 2 | FALSE | 2 |  | FALSE | FALSE
|  |  | iv. | [12 empty] | 1 | 68.27% | 2 | FALSE | 2 |  | FALSE | FALSE
|  |  | v. | [12 empty] | 1 | 68.27% | 2 | FALSE | 2 |  | FALSE | FALSE
|  |  | c. | Storage capacity for the fuel or material in the installation
For the determination of the overall uncertainty it is assumed here that the uncertainty of the stock level readings is always relative to the storage capacity and not to the actual readings. This is typically true for storage tank level readings for e.g. fuel oil. However, if the operator can demonstrate to the competent authority that the relative uncertainty changes with the stock level, the storage level the relative uncertainty relates to may be provided here instead of the capacity.
|  |  |  | Name or brief description | Storage capacity [e.g. t or m³] |  | Storage capacity [e.g. t or m³] | Uncertainty related to each measurement | Type of distribution | Standard or expanded uncertainty? | Value "in service"? | Conversion factor to "in service" | Correlated or uncorrelated? |  |  | Conversion factor | Coverage | Exponential factor | Dist. Rect or Tri? | "in service" conversion | Uncertainty budget | Make grey standard/expanded? | Make grey "in service"
[16 empty] | 1 | 68.27% | 2 | FALSE | 2 |  | FALSE | FALSE
|  |  | d. | Storage levels at the begining and the end of the year
Entries here are not mandatory to determine the average annual uncertainty. However, the actual uncertainty achieved can be determined at the end of the year by complementing entries under a and b above with entries for the stock levels at the beginning and at the end below.
|  |  |  | Name or brief description | Stock level [e.g. t or m³] |  | Stock level [e.g. t or m³]
Beginning of the year
End of the year
|  |  | e. | Average annual quantity consumed [e.g. t or Nm³] | [5 empty] | Storage capacity (share of annual quantity):
The annual quantity is calculated by deducting exported amounts under b) from amounts imported/consumed under a, as well as the stock level changes under d.
|  |  | f. | Total uncertainty (k=1, 1σ, 68%)
|  |  | g. | Total uncertainty (k=2, 2σ, 95%)
This is the overall uncertainty associated with the annual quantity. The value displayed here is the uncertainty which has to be compared with the threshold of the required tier to check compliance.
|  | 3 |  | This is an optional tool for calculating the uncertainty associated with the measurement of annual quantities
|  |  |  | Quantity (imported, consumed) | Please enter here information for each measurement instrument (e.g. operator has two sub-meters to give total amounts consumed or data obtained from each supplier of the specific fuel or material).
|  |  |  | Quantity (exported) | Please enter here information for each measurement instrument related to any amounts of the fuel or material that are exported from the installation instead of being consumed therein (e.g. natural gas or fuel oil sold to third parties).
|  |  |  | Quantity (stored) | Please enter here information on the stock levels (e.g. storage tanks, silos) in which the fuel or material is stored.
|  |  |  | Quantity per measurement | Please enter here for each measurement instrument involved the average quantity per measurement and to which the uncertainty is associated.
Example 1: A solid material is delivered by three different suppliers and the quantity of each delivery is measured by the respective weighbridge at each suppliers' site. In this case one line has to be filled for each supplier providing each average quantity per measurement. Where all imported materials are measured by the operator's weighbridge, only one line has to be used.
Example 2: A gas-fired district heating installation has two boilers. Activity data measurements are based on readings from the two flow meters adjacent to each boiler. In that case, two lines have to be used, one for each flow meter.
|  |  |  | Number of measurements | Please enter here the annual number of measurements which the uncertainty is associated with.
The multiplication of that number with the quantity per measurement amounts to the amounts to the annual quantity determined by this measurement instrument.
|  |  |  | Uncertainty related to each measurement | Please enter here the relative uncertainty associated with each measurement, expressed as %.
In some cases, the uncertainty to be provided here might be the result of previous calculation already. For instance, in example 2 above, the uncertainty of the gas meters might have to take into account the uncertainty of the electronic volume converters. These uncertainties can be determined by using the tools in sheet "Uncertainty_Product" first and enter the resulting uncertainties in this sheet.
The uncertainty can be obtained from different sources, e.g. maximum permissible errors in service in legal metrological control, results from calibration, manufacturer's specification, etc.
The type of uncertainty distribution and the coverage (standard or expanded) associated with that percentage will have to be provided in the following columns (see below.)
|  |  |  | Type of distribution | Please enter here the relevant type of uncertainty distribution choosing one of the following from the drop-down list:
[5 empty] | - | normal distribution: this type of distribution typically occurs for uncertainties provided in calibration reports, manufacturer’s specifications and combined uncertainties.
[5 empty] | - | rectangular distribution: this type of distribution typically occurs for maximum permissible errors, tolerances and uncertainties provided in reference books.
[5 empty] | - | triangular distribution: this type of distribution is typically used e.g. where there is only limited sample data for a population, cases where the relationship between variables is known but data is scarce, etc.
[5 empty] | - | unknown distribution: if the distribution is unknown, a normal distribution is assumed.
|  |  |  | Standard or expanded uncertainty? | For normal distributions, please enter here whether the uncertainty provided is the standard (1σ, k=1, 68%) or expanded (2σ, k=2, 95%) uncertainty.
For all other types of distribution, entries here are not relevant and the cell will be greyed out.
|  |  |  | Value "in service"? | Please select here if the uncertainty provided is the uncertainty "in service" or not. "In service" means that the uncertainty specified takes into account all parameters contributing to the uncertainty of the measuring instrument under its use specification, e.g. drift.
The uncertainty would be "not in service" if it relates e.g. to the maximum permissible error (but not in service), calibration certificates etc.
|  |  |  | Conversion factor to "in service" | Please enter here the conversion factor for the uncertainty "in service". If "in service" is selected above, the cell will be greyed out and a value of 1 applied.
Further information on the application of a conversion factor can be found in GD4. E.g. if the uncertainty is obtained from calibration, it needs to take into account the conservative adjustment factor to account for its use specficiations (see Route CO-2a/2b in GD4) which typically is a factor of 2. If the uncertainty relates to maximum permissible errors (MPE) in legal metrological, please make sure you provide the uncertainty as the MPE "in service" (MPES) as specified (often twice the maximum permissible error, but not necessarily). Please note that for normal distributions this factor is additional and independent from the factor of 2 which converts the standard to the expanded uncertainty.
If no entries are made here, a value of 2 to convert the uncertainty to "in service" will be applied.
|  |  |  | Correlated or uncorrelated? | Please enter here whether the individual measurements are correlated or uncorrelated.
Two measurements are correlated if e.g. the deviation from the "true value" is systematically in one direction and not randomly distributed. For instance, if legal metrological control guarantees an MPES of +/- 1%, it means that the "true value" can be assumed to be within that range of the values measured. However, it does not say if measurements may vary around that value between measurements or if they are always systematically max. +/-1% off. In the latter case measurements are correlated and deviations would not average out.
In practice, input quantities are often correlated because the same physical measurement standard, measuring instrument, reference date, or even measurement method is used in the estimation of their values.
Example: Each batch of a solid material purchased on the market is measured by the operator's weighbridge. In this case the measurements may have to be assumed as being correlated.
|  |  | a. | Amount of fuel or material imported to/consumed within the installation
|  |  |  | Name or brief description | Quantity per measurement [e.g. t or Nm³] | Annual number of measurements | Annual quantity [e.g. t or Nm³] | Uncertainty related to each measurement | Type of distribution | Standard or expanded uncertainty? | Value "in service"? | Conversion factor to "in service" | Correlated or uncorrelated? |  |  | Conversion factor | Coverage | Exponential factor | Dist. Rect or Tri? | "in service" conversion | Uncertainty budget | Make grey standard/expanded? | Make grey "in service"
|  |  | i. | [12 empty] | 1 | 68.27% | 2 | FALSE | 2 |  | FALSE | FALSE
|  |  | ii. | [12 empty] | 1 | 68.27% | 2 | FALSE | 2 |  | FALSE | FALSE
|  |  | iii. | [12 empty] | 1 | 68.27% | 2 | FALSE | 2 |  | FALSE | FALSE
|  |  | iv. | [12 empty] | 1 | 68.27% | 2 | FALSE | 2 |  | FALSE | FALSE
|  |  | v. | [12 empty] | 1 | 68.27% | 2 | FALSE | 2 |  | FALSE | FALSE
|  |  | b. | Amount of fuel or material exported from the installation
|  |  |  | Name or brief description | Quantity per delivery [e.g. t or Nm³] | Annual number of deliveries | Annual quantity [e.g. t or Nm³] | Uncertainty related to each measurement | Type of distribution | Standard or expanded uncertainty? | Value "in service"? | Conversion factor to "in service" | Correlated or uncorrelated? |  |  | Conversion factor | Coverage | Exponential factor | Dist. Rect or Tri? | "in service" conversion | Uncertainty budget | Make grey standard/expanded? | Make grey "in service"
|  |  | i. | [12 empty] | 1 | 68.27% | 2 | FALSE | 2 |  | FALSE | FALSE
|  |  | ii. | [12 empty] | 1 | 68.27% | 2 | FALSE | 2 |  | FALSE | FALSE
|  |  | iii. | [12 empty] | 1 | 68.27% | 2 | FALSE | 2 |  | FALSE | FALSE
|  |  | iv. | [12 empty] | 1 | 68.27% | 2 | FALSE | 2 |  | FALSE | FALSE
|  |  | v. | [12 empty] | 1 | 68.27% | 2 | FALSE | 2 |  | FALSE | FALSE
|  |  | c. | Storage capacity for the fuel or material in the installation
For the determination of the overall uncertainty it is assumed here that the uncertainty of the stock level readings is always relative to the storage capacity and not to the actual readings. This is typically true for storage tank level readings for e.g. fuel oil. However, if the operator can demonstrate to the competent authority that the relative uncertainty changes with the stock level, the storage level the relative uncertainty relates to may be provided here instead of the capacity.
|  |  |  | Name or brief description | Storage capacity [e.g. t or m³] |  | Storage capacity [e.g. t or m³] | Uncertainty related to each measurement | Type of distribution | Standard or expanded uncertainty? | Value "in service"? | Conversion factor to "in service" | Correlated or uncorrelated? |  |  | Conversion factor | Coverage | Exponential factor | Dist. Rect or Tri? | "in service" conversion | Uncertainty budget | Make grey standard/expanded? | Make grey "in service"
[16 empty] | 1 | 68.27% | 2 | FALSE | 2 |  | FALSE | FALSE
|  |  | d. | Storage levels at the begining and the end of the year
Entries here are not mandatory to determine the average annual uncertainty. However, the actual uncertainty achieved can be determined at the end of the year by complementing entries under a and b above with entries for the stock levels at the beginning and at the end below.
|  |  |  | Name or brief description | Stock level [e.g. t or m³] |  | Stock level [e.g. t or m³]
Beginning of the year
End of the year
|  |  | e. | Average annual quantity consumed [e.g. t or Nm³] | [5 empty] | Storage capacity (share of annual quantity):
The annual quantity is calculated by deducting exported amounts under b) from amounts imported/consumed under a, as well as the stock level changes under d.
|  |  | f. | Total uncertainty (k=1, 1σ, 68%)
|  |  | g. | Total uncertainty (k=2, 2σ, 95%)
This is the overall uncertainty associated with the annual quantity. The value displayed here is the uncertainty which has to be compared with the threshold of the required tier to check compliance.
|  | 4 |  | This is an optional tool for calculating the uncertainty associated with the measurement of annual quantities
|  |  |  | Quantity (imported, consumed) | Please enter here information for each measurement instrument (e.g. operator has two sub-meters to give total amounts consumed or data obtained from each supplier of the specific fuel or material).
|  |  |  | Quantity (exported) | Please enter here information for each measurement instrument related to any amounts of the fuel or material that are exported from the installation instead of being consumed therein (e.g. natural gas or fuel oil sold to third parties).
|  |  |  | Quantity (stored) | Please enter here information on the stock levels (e.g. storage tanks, silos) in which the fuel or material is stored.
|  |  |  | Quantity per measurement | Please enter here for each measurement instrument involved the average quantity per measurement and to which the uncertainty is associated.
Example 1: A solid material is delivered by three different suppliers and the quantity of each delivery is measured by the respective weighbridge at each suppliers' site. In this case one line has to be filled for each supplier providing each average quantity per measurement. Where all imported materials are measured by the operator's weighbridge, only one line has to be used.
Example 2: A gas-fired district heating installation has two boilers. Activity data measurements are based on readings from the two flow meters adjacent to each boiler. In that case, two lines have to be used, one for each flow meter.
|  |  |  | Number of measurements | Please enter here the annual number of measurements which the uncertainty is associated with.
The multiplication of that number with the quantity per measurement amounts to the amounts to the annual quantity determined by this measurement instrument.
|  |  |  | Uncertainty related to each measurement | Please enter here the relative uncertainty associated with each measurement, expressed as %.
In some cases, the uncertainty to be provided here might be the result of previous calculation already. For instance, in example 2 above, the uncertainty of the gas meters might have to take into account the uncertainty of the electronic volume converters. These uncertainties can be determined by using the tools in sheet "Uncertainty_Product" first and enter the resulting uncertainties in this sheet.
The uncertainty can be obtained from different sources, e.g. maximum permissible errors in service in legal metrological control, results from calibration, manufacturer's specification, etc.
The type of uncertainty distribution and the coverage (standard or expanded) associated with that percentage will have to be provided in the following columns (see below.)
|  |  |  | Type of distribution | Please enter here the relevant type of uncertainty distribution choosing one of the following from the drop-down list:
[5 empty] | - | normal distribution: this type of distribution typically occurs for uncertainties provided in calibration reports, manufacturer’s specifications and combined uncertainties.
[5 empty] | - | rectangular distribution: this type of distribution typically occurs for maximum permissible errors, tolerances and uncertainties provided in reference books.
[5 empty] | - | triangular distribution: this type of distribution is typically used e.g. where there is only limited sample data for a population, cases where the relationship between variables is known but data is scarce, etc.
[5 empty] | - | unknown distribution: if the distribution is unknown, a normal distribution is assumed.
|  |  |  | Standard or expanded uncertainty? | For normal distributions, please enter here whether the uncertainty provided is the standard (1σ, k=1, 68%) or expanded (2σ, k=2, 95%) uncertainty.
For all other types of distribution, entries here are not relevant and the cell will be greyed out.
|  |  |  | Value "in service"? | Please select here if the uncertainty provided is the uncertainty "in service" or not. "In service" means that the uncertainty specified takes into account all parameters contributing to the uncertainty of the measuring instrument under its use specification, e.g. drift.
The uncertainty would be "not in service" if it relates e.g. to the maximum permissible error (but not in service), calibration certificates etc.
|  |  |  | Conversion factor to "in service" | Please enter here the conversion factor for the uncertainty "in service". If "in service" is selected above, the cell will be greyed out and a value of 1 applied.
Further information on the application of a conversion factor can be found in GD4. E.g. if the uncertainty is obtained from calibration, it needs to take into account the conservative adjustment factor to account for its use specficiations (see Route CO-2a/2b in GD4) which typically is a factor of 2. If the uncertainty relates to maximum permissible errors (MPE) in legal metrological, please make sure you provide the uncertainty as the MPE "in service" (MPES) as specified (often twice the maximum permissible error, but not necessarily). Please note that for normal distributions this factor is additional and independent from the factor of 2 which converts the standard to the expanded uncertainty.
If no entries are made here, a value of 2 to convert the uncertainty to "in service" will be applied.
|  |  |  | Correlated or uncorrelated? | Please enter here whether the individual measurements are correlated or uncorrelated.
Two measurements are correlated if e.g. the deviation from the "true value" is systematically in one direction and not randomly distributed. For instance, if legal metrological control guarantees an MPES of +/- 1%, it means that the "true value" can be assumed to be within that range of the values measured. However, it does not say if measurements may vary around that value between measurements or if they are always systematically max. +/-1% off. In the latter case measurements are correlated and deviations would not average out.
In practice, input quantities are often correlated because the same physical measurement standard, measuring instrument, reference date, or even measurement method is used in the estimation of their values.
Example: Each batch of a solid material purchased on the market is measured by the operator's weighbridge. In this case the measurements may have to be assumed as being correlated.
|  |  | a. | Amount of fuel or material imported to/consumed within the installation
|  |  |  | Name or brief description | Quantity per measurement [e.g. t or Nm³] | Annual number of measurements | Annual quantity [e.g. t or Nm³] | Uncertainty related to each measurement | Type of distribution | Standard or expanded uncertainty? | Value "in service"? | Conversion factor to "in service" | Correlated or uncorrelated? |  |  | Conversion factor | Coverage | Exponential factor | Dist. Rect or Tri? | "in service" conversion | Uncertainty budget | Make grey standard/expanded? | Make grey "in service"
|  |  | i. | [12 empty] | 1 | 68.27% | 2 | FALSE | 2 |  | FALSE | FALSE
|  |  | ii. | [12 empty] | 1 | 68.27% | 2 | FALSE | 2 |  | FALSE | FALSE
|  |  | iii. | [12 empty] | 1 | 68.27% | 2 | FALSE | 2 |  | FALSE | FALSE
|  |  | iv. | [12 empty] | 1 | 68.27% | 2 | FALSE | 2 |  | FALSE | FALSE
|  |  | v. | [12 empty] | 1 | 68.27% | 2 | FALSE | 2 |  | FALSE | FALSE
|  |  | b. | Amount of fuel or material exported from the installation
|  |  |  | Name or brief description | Quantity per delivery [e.g. t or Nm³] | Annual number of deliveries | Annual quantity [e.g. t or Nm³] | Uncertainty related to each measurement | Type of distribution | Standard or expanded uncertainty? | Value "in service"? | Conversion factor to "in service" | Correlated or uncorrelated? |  |  | Conversion factor | Coverage | Exponential factor | Dist. Rect or Tri? | "in service" conversion | Uncertainty budget | Make grey standard/expanded? | Make grey "in service"
|  |  | i. | [12 empty] | 1 | 68.27% | 2 | FALSE | 2 |  | FALSE | FALSE
|  |  | ii. | [12 empty] | 1 | 68.27% | 2 | FALSE | 2 |  | FALSE | FALSE
|  |  | iii. | [12 empty] | 1 | 68.27% | 2 | FALSE | 2 |  | FALSE | FALSE
|  |  | iv. | [12 empty] | 1 | 68.27% | 2 | FALSE | 2 |  | FALSE | FALSE
|  |  | v. | [12 empty] | 1 | 68.27% | 2 | FALSE | 2 |  | FALSE | FALSE
|  |  | c. | Storage capacity for the fuel or material in the installation
For the determination of the overall uncertainty it is assumed here that the uncertainty of the stock level readings is always relative to the storage capacity and not to the actual readings. This is typically true for storage tank level readings for e.g. fuel oil. However, if the operator can demonstrate to the competent authority that the relative uncertainty changes with the stock level, the storage level the relative uncertainty relates to may be provided here instead of the capacity.
|  |  |  | Name or brief description | Storage capacity [e.g. t or m³] |  | Storage capacity [e.g. t or m³] | Uncertainty related to each measurement | Type of distribution | Standard or expanded uncertainty? | Value "in service"? | Conversion factor to "in service" | Correlated or uncorrelated? |  |  | Conversion factor | Coverage | Exponential factor | Dist. Rect or Tri? | "in service" conversion | Uncertainty budget | Make grey standard/expanded? | Make grey "in service"
[16 empty] | 1 | 68.27% | 2 | FALSE | 2 |  | FALSE | FALSE
|  |  | d. | Storage levels at the begining and the end of the year
Entries here are not mandatory to determine the average annual uncertainty. However, the actual uncertainty achieved can be determined at the end of the year by complementing entries under a and b above with entries for the stock levels at the beginning and at the end below.
|  |  |  | Name or brief description | Stock level [e.g. t or m³] |  | Stock level [e.g. t or m³]
Beginning of the year
End of the year
|  |  | e. | Average annual quantity consumed [e.g. t or Nm³] | [5 empty] | Storage capacity (share of annual quantity):
The annual quantity is calculated by deducting exported amounts under b) from amounts imported/consumed under a, as well as the stock level changes under d.
|  |  | f. | Total uncertainty (k=1, 1σ, 68%)
|  |  | g. | Total uncertainty (k=2, 2σ, 95%)
This is the overall uncertainty associated with the annual quantity. The value displayed here is the uncertainty which has to be compared with the threshold of the required tier to check compliance.
|  | 5 |  | This is an optional tool for calculating the uncertainty associated with the measurement of annual quantities
|  |  |  | Quantity (imported, consumed) | Please enter here information for each measurement instrument (e.g. operator has two sub-meters to give total amounts consumed or data obtained from each supplier of the specific fuel or material).
|  |  |  | Quantity (exported) | Please enter here information for each measurement instrument related to any amounts of the fuel or material that are exported from the installation instead of being consumed therein (e.g. natural gas or fuel oil sold to third parties).
|  |  |  | Quantity (stored) | Please enter here information on the stock levels (e.g. storage tanks, silos) in which the fuel or material is stored.
|  |  |  | Quantity per measurement | Please enter here for each measurement instrument involved the average quantity per measurement and to which the uncertainty is associated.
Example 1: A solid material is delivered by three different suppliers and the quantity of each delivery is measured by the respective weighbridge at each suppliers' site. In this case one line has to be filled for each supplier providing each average quantity per measurement. Where all imported materials are measured by the operator's weighbridge, only one line has to be used.
Example 2: A gas-fired district heating installation has two boilers. Activity data measurements are based on readings from the two flow meters adjacent to each boiler. In that case, two lines have to be used, one for each flow meter.
|  |  |  | Number of measurements | Please enter here the annual number of measurements which the uncertainty is associated with.
The multiplication of that number with the quantity per measurement amounts to the amounts to the annual quantity determined by this measurement instrument.
|  |  |  | Uncertainty related to each measurement | Please enter here the relative uncertainty associated with each measurement, expressed as %.
In some cases, the uncertainty to be provided here might be the result of previous calculation already. For instance, in example 2 above, the uncertainty of the gas meters might have to take into account the uncertainty of the electronic volume converters. These uncertainties can be determined by using the tools in sheet "Uncertainty_Product" first and enter the resulting uncertainties in this sheet.
The uncertainty can be obtained from different sources, e.g. maximum permissible errors in service in legal metrological control, results from calibration, manufacturer's specification, etc.
The type of uncertainty distribution and the coverage (standard or expanded) associated with that percentage will have to be provided in the following columns (see below.)
|  |  |  | Type of distribution | Please enter here the relevant type of uncertainty distribution choosing one of the following from the drop-down list:
[5 empty] | - | normal distribution: this type of distribution typically occurs for uncertainties provided in calibration reports, manufacturer’s specifications and combined uncertainties.
[5 empty] | - | rectangular distribution: this type of distribution typically occurs for maximum permissible errors, tolerances and uncertainties provided in reference books.
[5 empty] | - | triangular distribution: this type of distribution is typically used e.g. where there is only limited sample data for a population, cases where the relationship between variables is known but data is scarce, etc.
[5 empty] | - | unknown distribution: if the distribution is unknown, a normal distribution is assumed.
|  |  |  | Standard or expanded uncertainty? | For normal distributions, please enter here whether the uncertainty provided is the standard (1σ, k=1, 68%) or expanded (2σ, k=2, 95%) uncertainty.
For all other types of distribution, entries here are not relevant and the cell will be greyed out.
|  |  |  | Value "in service"? | Please select here if the uncertainty provided is the uncertainty "in service" or not. "In service" means that the uncertainty specified takes into account all parameters contributing to the uncertainty of the measuring instrument under its use specification, e.g. drift.
The uncertainty would be "not in service" if it relates e.g. to the maximum permissible error (but not in service), calibration certificates etc.
|  |  |  | Conversion factor to "in service" | Please enter here the conversion factor for the uncertainty "in service". If "in service" is selected above, the cell will be greyed out and a value of 1 applied.
Further information on the application of a conversion factor can be found in GD4. E.g. if the uncertainty is obtained from calibration, it needs to take into account the conservative adjustment factor to account for its use specficiations (see Route CO-2a/2b in GD4) which typically is a factor of 2. If the uncertainty relates to maximum permissible errors (MPE) in legal metrological, please make sure you provide the uncertainty as the MPE "in service" (MPES) as specified (often twice the maximum permissible error, but not necessarily). Please note that for normal distributions this factor is additional and independent from the factor of 2 which converts the standard to the expanded uncertainty.
If no entries are made here, a value of 2 to convert the uncertainty to "in service" will be applied.
|  |  |  | Correlated or uncorrelated? | Please enter here whether the individual measurements are correlated or uncorrelated.
Two measurements are correlated if e.g. the deviation from the "true value" is systematically in one direction and not randomly distributed. For instance, if legal metrological control guarantees an MPES of +/- 1%, it means that the "true value" can be assumed to be within that range of the values measured. However, it does not say if measurements may vary around that value between measurements or if they are always systematically max. +/-1% off. In the latter case measurements are correlated and deviations would not average out.
In practice, input quantities are often correlated because the same physical measurement standard, measuring instrument, reference date, or even measurement method is used in the estimation of their values.
Example: Each batch of a solid material purchased on the market is measured by the operator's weighbridge. In this case the measurements may have to be assumed as being correlated.
|  |  | a. | Amount of fuel or material imported to/consumed within the installation
|  |  |  | Name or brief description | Quantity per measurement [e.g. t or Nm³] | Annual number of measurements | Annual quantity [e.g. t or Nm³] | Uncertainty related to each measurement | Type of distribution | Standard or expanded uncertainty? | Value "in service"? | Conversion factor to "in service" | Correlated or uncorrelated? |  |  | Conversion factor | Coverage | Exponential factor | Dist. Rect or Tri? | "in service" conversion | Uncertainty budget | Make grey standard/expanded? | Make grey "in service"
|  |  | i. | [12 empty] | 1 | 68.27% | 2 | FALSE | 2 |  | FALSE | FALSE
|  |  | ii. | [12 empty] | 1 | 68.27% | 2 | FALSE | 2 |  | FALSE | FALSE
|  |  | iii. | [12 empty] | 1 | 68.27% | 2 | FALSE | 2 |  | FALSE | FALSE
|  |  | iv. | [12 empty] | 1 | 68.27% | 2 | FALSE | 2 |  | FALSE | FALSE
|  |  | v. | [12 empty] | 1 | 68.27% | 2 | FALSE | 2 |  | FALSE | FALSE
|  |  | b. | Amount of fuel or material exported from the installation
|  |  |  | Name or brief description | Quantity per delivery [e.g. t or Nm³] | Annual number of deliveries | Annual quantity [e.g. t or Nm³] | Uncertainty related to each measurement | Type of distribution | Standard or expanded uncertainty? | Value "in service"? | Conversion factor to "in service" | Correlated or uncorrelated? |  |  | Conversion factor | Coverage | Exponential factor | Dist. Rect or Tri? | "in service" conversion | Uncertainty budget | Make grey standard/expanded? | Make grey "in service"
|  |  | i. | [12 empty] | 1 | 68.27% | 2 | FALSE | 2 |  | FALSE | FALSE
|  |  | ii. | [12 empty] | 1 | 68.27% | 2 | FALSE | 2 |  | FALSE | FALSE
|  |  | iii. | [12 empty] | 1 | 68.27% | 2 | FALSE | 2 |  | FALSE | FALSE
|  |  | iv. | [12 empty] | 1 | 68.27% | 2 | FALSE | 2 |  | FALSE | FALSE
|  |  | v. | [12 empty] | 1 | 68.27% | 2 | FALSE | 2 |  | FALSE | FALSE
|  |  | c. | Storage capacity for the fuel or material in the installation
For the determination of the overall uncertainty it is assumed here that the uncertainty of the stock level readings is always relative to the storage capacity and not to the actual readings. This is typically true for storage tank level readings for e.g. fuel oil. However, if the operator can demonstrate to the competent authority that the relative uncertainty changes with the stock level, the storage level the relative uncertainty relates to may be provided here instead of the capacity.
|  |  |  | Name or brief description | Storage capacity [e.g. t or m³] |  | Storage capacity [e.g. t or m³] | Uncertainty related to each measurement | Type of distribution | Standard or expanded uncertainty? | Value "in service"? | Conversion factor to "in service" | Correlated or uncorrelated? |  |  | Conversion factor | Coverage | Exponential factor | Dist. Rect or Tri? | "in service" conversion | Uncertainty budget | Make grey standard/expanded? | Make grey "in service"
[16 empty] | 1 | 68.27% | 2 | FALSE | 2 |  | FALSE | FALSE
|  |  | d. | Storage levels at the begining and the end of the year
Entries here are not mandatory to determine the average annual uncertainty. However, the actual uncertainty achieved can be determined at the end of the year by complementing entries under a and b above with entries for the stock levels at the beginning and at the end below.
|  |  |  | Name or brief description | Stock level [e.g. t or m³] |  | Stock level [e.g. t or m³]
Beginning of the year
End of the year
|  |  | e. | Average annual quantity consumed [e.g. t or Nm³] | [5 empty] | Storage capacity (share of annual quantity):
The annual quantity is calculated by deducting exported amounts under b) from amounts imported/consumed under a, as well as the stock level changes under d.
|  |  | f. | Total uncertainty (k=1, 1σ, 68%)
|  |  | g. | Total uncertainty (k=2, 2σ, 95%)
This is the overall uncertainty associated with the annual quantity. The value displayed here is the uncertainty which has to be compared with the threshold of the required tier to check compliance.
|  | 6 |  | This is an optional tool for calculating the uncertainty associated with the measurement of annual quantities
|  |  |  | Quantity (imported, consumed) | Please enter here information for each measurement instrument (e.g. operator has two sub-meters to give total amounts consumed or data obtained from each supplier of the specific fuel or material).
|  |  |  | Quantity (exported) | Please enter here information for each measurement instrument related to any amounts of the fuel or material that are exported from the installation instead of being consumed therein (e.g. natural gas or fuel oil sold to third parties).
|  |  |  | Quantity (stored) | Please enter here information on the stock levels (e.g. storage tanks, silos) in which the fuel or material is stored.
|  |  |  | Quantity per measurement | Please enter here for each measurement instrument involved the average quantity per measurement and to which the uncertainty is associated.
Example 1: A solid material is delivered by three different suppliers and the quantity of each delivery is measured by the respective weighbridge at each suppliers' site. In this case one line has to be filled for each supplier providing each average quantity per measurement. Where all imported materials are measured by the operator's weighbridge, only one line has to be used.
Example 2: A gas-fired district heating installation has two boilers. Activity data measurements are based on readings from the two flow meters adjacent to each boiler. In that case, two lines have to be used, one for each flow meter.
|  |  |  | Number of measurements | Please enter here the annual number of measurements which the uncertainty is associated with.
The multiplication of that number with the quantity per measurement amounts to the amounts to the annual quantity determined by this measurement instrument.
|  |  |  | Uncertainty related to each measurement | Please enter here the relative uncertainty associated with each measurement, expressed as %.
In some cases, the uncertainty to be provided here might be the result of previous calculation already. For instance, in example 2 above, the uncertainty of the gas meters might have to take into account the uncertainty of the electronic volume converters. These uncertainties can be determined by using the tools in sheet "Uncertainty_Product" first and enter the resulting uncertainties in this sheet.
The uncertainty can be obtained from different sources, e.g. maximum permissible errors in service in legal metrological control, results from calibration, manufacturer's specification, etc.
The type of uncertainty distribution and the coverage (standard or expanded) associated with that percentage will have to be provided in the following columns (see below.)
|  |  |  | Type of distribution | Please enter here the relevant type of uncertainty distribution choosing one of the following from the drop-down list:
[5 empty] | - | normal distribution: this type of distribution typically occurs for uncertainties provided in calibration reports, manufacturer’s specifications and combined uncertainties.
[5 empty] | - | rectangular distribution: this type of distribution typically occurs for maximum permissible errors, tolerances and uncertainties provided in reference books.
[5 empty] | - | triangular distribution: this type of distribution is typically used e.g. where there is only limited sample data for a population, cases where the relationship between variables is known but data is scarce, etc.
[5 empty] | - | unknown distribution: if the distribution is unknown, a normal distribution is assumed.
|  |  |  | Standard or expanded uncertainty? | For normal distributions, please enter here whether the uncertainty provided is the standard (1σ, k=1, 68%) or expanded (2σ, k=2, 95%) uncertainty.
For all other types of distribution, entries here are not relevant and the cell will be greyed out.
|  |  |  | Value "in service"? | Please select here if the uncertainty provided is the uncertainty "in service" or not. "In service" means that the uncertainty specified takes into account all parameters contributing to the uncertainty of the measuring instrument under its use specification, e.g. drift.
The uncertainty would be "not in service" if it relates e.g. to the maximum permissible error (but not in service), calibration certificates etc.
|  |  |  | Conversion factor to "in service" | Please enter here the conversion factor for the uncertainty "in service". If "in service" is selected above, the cell will be greyed out and a value of 1 applied.
Further information on the application of a conversion factor can be found in GD4. E.g. if the uncertainty is obtained from calibration, it needs to take into account the conservative adjustment factor to account for its use specficiations (see Route CO-2a/2b in GD4) which typically is a factor of 2. If the uncertainty relates to maximum permissible errors (MPE) in legal metrological, please make sure you provide the uncertainty as the MPE "in service" (MPES) as specified (often twice the maximum permissible error, but not necessarily). Please note that for normal distributions this factor is additional and independent from the factor of 2 which converts the standard to the expanded uncertainty.
If no entries are made here, a value of 2 to convert the uncertainty to "in service" will be applied.
|  |  |  | Correlated or uncorrelated? | Please enter here whether the individual measurements are correlated or uncorrelated.
Two measurements are correlated if e.g. the deviation from the "true value" is systematically in one direction and not randomly distributed. For instance, if legal metrological control guarantees an MPES of +/- 1%, it means that the "true value" can be assumed to be within that range of the values measured. However, it does not say if measurements may vary around that value between measurements or if they are always systematically max. +/-1% off. In the latter case measurements are correlated and deviations would not average out.
In practice, input quantities are often correlated because the same physical measurement standard, measuring instrument, reference date, or even measurement method is used in the estimation of their values.
Example: Each batch of a solid material purchased on the market is measured by the operator's weighbridge. In this case the measurements may have to be assumed as being correlated.
|  |  | a. | Amount of fuel or material imported to/consumed within the installation
|  |  |  | Name or brief description | Quantity per measurement [e.g. t or Nm³] | Annual number of measurements | Annual quantity [e.g. t or Nm³] | Uncertainty related to each measurement | Type of distribution | Standard or expanded uncertainty? | Value "in service"? | Conversion factor to "in service" | Correlated or uncorrelated? |  |  | Conversion factor | Coverage | Exponential factor | Dist. Rect or Tri? | "in service" conversion | Uncertainty budget | Make grey standard/expanded? | Make grey "in service"
|  |  | i. | [12 empty] | 1 | 68.27% | 2 | FALSE | 2 |  | FALSE | FALSE
|  |  | ii. | [12 empty] | 1 | 68.27% | 2 | FALSE | 2 |  | FALSE | FALSE
|  |  | iii. | [12 empty] | 1 | 68.27% | 2 | FALSE | 2 |  | FALSE | FALSE
|  |  | iv. | [12 empty] | 1 | 68.27% | 2 | FALSE | 2 |  | FALSE | FALSE
|  |  | v. | [12 empty] | 1 | 68.27% | 2 | FALSE | 2 |  | FALSE | FALSE
|  |  | b. | Amount of fuel or material exported from the installation
|  |  |  | Name or brief description | Quantity per delivery [e.g. t or Nm³] | Annual number of deliveries | Annual quantity [e.g. t or Nm³] | Uncertainty related to each measurement | Type of distribution | Standard or expanded uncertainty? | Value "in service"? | Conversion factor to "in service" | Correlated or uncorrelated? |  |  | Conversion factor | Coverage | Exponential factor | Dist. Rect or Tri? | "in service" conversion | Uncertainty budget | Make grey standard/expanded? | Make grey "in service"
|  |  | i. | [12 empty] | 1 | 68.27% | 2 | FALSE | 2 |  | FALSE | FALSE
|  |  | ii. | [12 empty] | 1 | 68.27% | 2 | FALSE | 2 |  | FALSE | FALSE
|  |  | iii. | [12 empty] | 1 | 68.27% | 2 | FALSE | 2 |  | FALSE | FALSE
|  |  | iv. | [12 empty] | 1 | 68.27% | 2 | FALSE | 2 |  | FALSE | FALSE
|  |  | v. | [12 empty] | 1 | 68.27% | 2 | FALSE | 2 |  | FALSE | FALSE
|  |  | c. | Storage capacity for the fuel or material in the installation
For the determination of the overall uncertainty it is assumed here that the uncertainty of the stock level readings is always relative to the storage capacity and not to the actual readings. This is typically true for storage tank level readings for e.g. fuel oil. However, if the operator can demonstrate to the competent authority that the relative uncertainty changes with the stock level, the storage level the relative uncertainty relates to may be provided here instead of the capacity.
|  |  |  | Name or brief description | Storage capacity [e.g. t or m³] |  | Storage capacity [e.g. t or m³] | Uncertainty related to each measurement | Type of distribution | Standard or expanded uncertainty? | Value "in service"? | Conversion factor to "in service" | Correlated or uncorrelated? |  |  | Conversion factor | Coverage | Exponential factor | Dist. Rect or Tri? | "in service" conversion | Uncertainty budget | Make grey standard/expanded? | Make grey "in service"
[16 empty] | 1 | 68.27% | 2 | FALSE | 2 |  | FALSE | FALSE
|  |  | d. | Storage levels at the begining and the end of the year
Entries here are not mandatory to determine the average annual uncertainty. However, the actual uncertainty achieved can be determined at the end of the year by complementing entries under a and b above with entries for the stock levels at the beginning and at the end below.
|  |  |  | Name or brief description | Stock level [e.g. t or m³] |  | Stock level [e.g. t or m³]
Beginning of the year
End of the year
|  |  | e. | Average annual quantity consumed [e.g. t or Nm³] | [5 empty] | Storage capacity (share of annual quantity):
The annual quantity is calculated by deducting exported amounts under b) from amounts imported/consumed under a, as well as the stock level changes under d.
|  |  | f. | Total uncertainty (k=1, 1σ, 68%)
|  |  | g. | Total uncertainty (k=2, 2σ, 95%)
This is the overall uncertainty associated with the annual quantity. The value displayed here is the uncertainty which has to be compared with the threshold of the required tier to check compliance.
|  | 7 |  | This is an optional tool for calculating the uncertainty associated with the measurement of annual quantities
|  |  |  | Quantity (imported, consumed) | Please enter here information for each measurement instrument (e.g. operator has two sub-meters to give total amounts consumed or data obtained from each supplier of the specific fuel or material).
|  |  |  | Quantity (exported) | Please enter here information for each measurement instrument related to any amounts of the fuel or material that are exported from the installation instead of being consumed therein (e.g. natural gas or fuel oil sold to third parties).
|  |  |  | Quantity (stored) | Please enter here information on the stock levels (e.g. storage tanks, silos) in which the fuel or material is stored.
|  |  |  | Quantity per measurement | Please enter here for each measurement instrument involved the average quantity per measurement and to which the uncertainty is associated.
Example 1: A solid material is delivered by three different suppliers and the quantity of each delivery is measured by the respective weighbridge at each suppliers' site. In this case one line has to be filled for each supplier providing each average quantity per measurement. Where all imported materials are measured by the operator's weighbridge, only one line has to be used.
Example 2: A gas-fired district heating installation has two boilers. Activity data measurements are based on readings from the two flow meters adjacent to each boiler. In that case, two lines have to be used, one for each flow meter.
|  |  |  | Number of measurements | Please enter here the annual number of measurements which the uncertainty is associated with.
The multiplication of that number with the quantity per measurement amounts to the amounts to the annual quantity determined by this measurement instrument.
|  |  |  | Uncertainty related to each measurement | Please enter here the relative uncertainty associated with each measurement, expressed as %.
In some cases, the uncertainty to be provided here might be the result of previous calculation already. For instance, in example 2 above, the uncertainty of the gas meters might have to take into account the uncertainty of the electronic volume converters. These uncertainties can be determined by using the tools in sheet "Uncertainty_Product" first and enter the resulting uncertainties in this sheet.
The uncertainty can be obtained from different sources, e.g. maximum permissible errors in service in legal metrological control, results from calibration, manufacturer's specification, etc.
The type of uncertainty distribution and the coverage (standard or expanded) associated with that percentage will have to be provided in the following columns (see below.)
|  |  |  | Type of distribution | Please enter here the relevant type of uncertainty distribution choosing one of the following from the drop-down list:
[5 empty] | - | normal distribution: this type of distribution typically occurs for uncertainties provided in calibration reports, manufacturer’s specifications and combined uncertainties.
[5 empty] | - | rectangular distribution: this type of distribution typically occurs for maximum permissible errors, tolerances and uncertainties provided in reference books.
[5 empty] | - | triangular distribution: this type of distribution is typically used e.g. where there is only limited sample data for a population, cases where the relationship between variables is known but data is scarce, etc.
[5 empty] | - | unknown distribution: if the distribution is unknown, a normal distribution is assumed.
|  |  |  | Standard or expanded uncertainty? | For normal distributions, please enter here whether the uncertainty provided is the standard (1σ, k=1, 68%) or expanded (2σ, k=2, 95%) uncertainty.
For all other types of distribution, entries here are not relevant and the cell will be greyed out.
|  |  |  | Value "in service"? | Please select here if the uncertainty provided is the uncertainty "in service" or not. "In service" means that the uncertainty specified takes into account all parameters contributing to the uncertainty of the measuring instrument under its use specification, e.g. drift.
The uncertainty would be "not in service" if it relates e.g. to the maximum permissible error (but not in service), calibration certificates etc.
|  |  |  | Conversion factor to "in service" | Please enter here the conversion factor for the uncertainty "in service". If "in service" is selected above, the cell will be greyed out and a value of 1 applied.
Further information on the application of a conversion factor can be found in GD4. E.g. if the uncertainty is obtained from calibration, it needs to take into account the conservative adjustment factor to account for its use specficiations (see Route CO-2a/2b in GD4) which typically is a factor of 2. If the uncertainty relates to maximum permissible errors (MPE) in legal metrological, please make sure you provide the uncertainty as the MPE "in service" (MPES) as specified (often twice the maximum permissible error, but not necessarily). Please note that for normal distributions this factor is additional and independent from the factor of 2 which converts the standard to the expanded uncertainty.
If no entries are made here, a value of 2 to convert the uncertainty to "in service" will be applied.
|  |  |  | Correlated or uncorrelated? | Please enter here whether the individual measurements are correlated or uncorrelated.
Two measurements are correlated if e.g. the deviation from the "true value" is systematically in one direction and not randomly distributed. For instance, if legal metrological control guarantees an MPES of +/- 1%, it means that the "true value" can be assumed to be within that range of the values measured. However, it does not say if measurements may vary around that value between measurements or if they are always systematically max. +/-1% off. In the latter case measurements are correlated and deviations would not average out.
In practice, input quantities are often correlated because the same physical measurement standard, measuring instrument, reference date, or even measurement method is used in the estimation of their values.
Example: Each batch of a solid material purchased on the market is measured by the operator's weighbridge. In this case the measurements may have to be assumed as being correlated.
|  |  | a. | Amount of fuel or material imported to/consumed within the installation
|  |  |  | Name or brief description | Quantity per measurement [e.g. t or Nm³] | Annual number of measurements | Annual quantity [e.g. t or Nm³] | Uncertainty related to each measurement | Type of distribution | Standard or expanded uncertainty? | Value "in service"? | Conversion factor to "in service" | Correlated or uncorrelated? |  |  | Conversion factor | Coverage | Exponential factor | Dist. Rect or Tri? | "in service" conversion | Uncertainty budget | Make grey standard/expanded? | Make grey "in service"
|  |  | i. | [12 empty] | 1 | 68.27% | 2 | FALSE | 2 |  | FALSE | FALSE
|  |  | ii. | [12 empty] | 1 | 68.27% | 2 | FALSE | 2 |  | FALSE | FALSE
|  |  | iii. | [12 empty] | 1 | 68.27% | 2 | FALSE | 2 |  | FALSE | FALSE
|  |  | iv. | [12 empty] | 1 | 68.27% | 2 | FALSE | 2 |  | FALSE | FALSE
|  |  | v. | [12 empty] | 1 | 68.27% | 2 | FALSE | 2 |  | FALSE | FALSE
|  |  | b. | Amount of fuel or material exported from the installation
|  |  |  | Name or brief description | Quantity per delivery [e.g. t or Nm³] | Annual number of deliveries | Annual quantity [e.g. t or Nm³] | Uncertainty related to each measurement | Type of distribution | Standard or expanded uncertainty? | Value "in service"? | Conversion factor to "in service" | Correlated or uncorrelated? |  |  | Conversion factor | Coverage | Exponential factor | Dist. Rect or Tri? | "in service" conversion | Uncertainty budget | Make grey standard/expanded? | Make grey "in service"
|  |  | i. | [12 empty] | 1 | 68.27% | 2 | FALSE | 2 |  | FALSE | FALSE
|  |  | ii. | [12 empty] | 1 | 68.27% | 2 | FALSE | 2 |  | FALSE | FALSE
|  |  | iii. | [12 empty] | 1 | 68.27% | 2 | FALSE | 2 |  | FALSE | FALSE
|  |  | iv. | [12 empty] | 1 | 68.27% | 2 | FALSE | 2 |  | FALSE | FALSE
|  |  | v. | [12 empty] | 1 | 68.27% | 2 | FALSE | 2 |  | FALSE | FALSE
|  |  | c. | Storage capacity for the fuel or material in the installation
For the determination of the overall uncertainty it is assumed here that the uncertainty of the stock level readings is always relative to the storage capacity and not to the actual readings. This is typically true for storage tank level readings for e.g. fuel oil. However, if the operator can demonstrate to the competent authority that the relative uncertainty changes with the stock level, the storage level the relative uncertainty relates to may be provided here instead of the capacity.
|  |  |  | Name or brief description | Storage capacity [e.g. t or m³] |  | Storage capacity [e.g. t or m³] | Uncertainty related to each measurement | Type of distribution | Standard or expanded uncertainty? | Value "in service"? | Conversion factor to "in service" | Correlated or uncorrelated? |  |  | Conversion factor | Coverage | Exponential factor | Dist. Rect or Tri? | "in service" conversion | Uncertainty budget | Make grey standard/expanded? | Make grey "in service"
[16 empty] | 1 | 68.27% | 2 | FALSE | 2 |  | FALSE | FALSE
|  |  | d. | Storage levels at the begining and the end of the year
Entries here are not mandatory to determine the average annual uncertainty. However, the actual uncertainty achieved can be determined at the end of the year by complementing entries under a and b above with entries for the stock levels at the beginning and at the end below.
|  |  |  | Name or brief description | Stock level [e.g. t or m³] |  | Stock level [e.g. t or m³]
Beginning of the year
End of the year
|  |  | e. | Average annual quantity consumed [e.g. t or Nm³] | [5 empty] | Storage capacity (share of annual quantity):
The annual quantity is calculated by deducting exported amounts under b) from amounts imported/consumed under a, as well as the stock level changes under d.
|  |  | f. | Total uncertainty (k=1, 1σ, 68%)
|  |  | g. | Total uncertainty (k=2, 2σ, 95%)
This is the overall uncertainty associated with the annual quantity. The value displayed here is the uncertainty which has to be compared with the threshold of the required tier to check compliance.
|  | 8 |  | This is an optional tool for calculating the uncertainty associated with the measurement of annual quantities
|  |  |  | Quantity (imported, consumed) | Please enter here information for each measurement instrument (e.g. operator has two sub-meters to give total amounts consumed or data obtained from each supplier of the specific fuel or material).
|  |  |  | Quantity (exported) | Please enter here information for each measurement instrument related to any amounts of the fuel or material that are exported from the installation instead of being consumed therein (e.g. natural gas or fuel oil sold to third parties).
|  |  |  | Quantity (stored) | Please enter here information on the stock levels (e.g. storage tanks, silos) in which the fuel or material is stored.
|  |  |  | Quantity per measurement | Please enter here for each measurement instrument involved the average quantity per measurement and to which the uncertainty is associated.
Example 1: A solid material is delivered by three different suppliers and the quantity of each delivery is measured by the respective weighbridge at each suppliers' site. In this case one line has to be filled for each supplier providing each average quantity per measurement. Where all imported materials are measured by the operator's weighbridge, only one line has to be used.
Example 2: A gas-fired district heating installation has two boilers. Activity data measurements are based on readings from the two flow meters adjacent to each boiler. In that case, two lines have to be used, one for each flow meter.
|  |  |  | Number of measurements | Please enter here the annual number of measurements which the uncertainty is associated with.
The multiplication of that number with the quantity per measurement amounts to the amounts to the annual quantity determined by this measurement instrument.
|  |  |  | Uncertainty related to each measurement | Please enter here the relative uncertainty associated with each measurement, expressed as %.
In some cases, the uncertainty to be provided here might be the result of previous calculation already. For instance, in example 2 above, the uncertainty of the gas meters might have to take into account the uncertainty of the electronic volume converters. These uncertainties can be determined by using the tools in sheet "Uncertainty_Product" first and enter the resulting uncertainties in this sheet.
The uncertainty can be obtained from different sources, e.g. maximum permissible errors in service in legal metrological control, results from calibration, manufacturer's specification, etc.
The type of uncertainty distribution and the coverage (standard or expanded) associated with that percentage will have to be provided in the following columns (see below.)
|  |  |  | Type of distribution | Please enter here the relevant type of uncertainty distribution choosing one of the following from the drop-down list:
[5 empty] | - | normal distribution: this type of distribution typically occurs for uncertainties provided in calibration reports, manufacturer’s specifications and combined uncertainties.
[5 empty] | - | rectangular distribution: this type of distribution typically occurs for maximum permissible errors, tolerances and uncertainties provided in reference books.
[5 empty] | - | triangular distribution: this type of distribution is typically used e.g. where there is only limited sample data for a population, cases where the relationship between variables is known but data is scarce, etc.
[5 empty] | - | unknown distribution: if the distribution is unknown, a normal distribution is assumed.
|  |  |  | Standard or expanded uncertainty? | For normal distributions, please enter here whether the uncertainty provided is the standard (1σ, k=1, 68%) or expanded (2σ, k=2, 95%) uncertainty.
For all other types of distribution, entries here are not relevant and the cell will be greyed out.
|  |  |  | Value "in service"? | Please select here if the uncertainty provided is the uncertainty "in service" or not. "In service" means that the uncertainty specified takes into account all parameters contributing to the uncertainty of the measuring instrument under its use specification, e.g. drift.
The uncertainty would be "not in service" if it relates e.g. to the maximum permissible error (but not in service), calibration certificates etc.
|  |  |  | Conversion factor to "in service" | Please enter here the conversion factor for the uncertainty "in service". If "in service" is selected above, the cell will be greyed out and a value of 1 applied.
Further information on the application of a conversion factor can be found in GD4. E.g. if the uncertainty is obtained from calibration, it needs to take into account the conservative adjustment factor to account for its use specficiations (see Route CO-2a/2b in GD4) which typically is a factor of 2. If the uncertainty relates to maximum permissible errors (MPE) in legal metrological, please make sure you provide the uncertainty as the MPE "in service" (MPES) as specified (often twice the maximum permissible error, but not necessarily). Please note that for normal distributions this factor is additional and independent from the factor of 2 which converts the standard to the expanded uncertainty.
If no entries are made here, a value of 2 to convert the uncertainty to "in service" will be applied.
|  |  |  | Correlated or uncorrelated? | Please enter here whether the individual measurements are correlated or uncorrelated.
Two measurements are correlated if e.g. the deviation from the "true value" is systematically in one direction and not randomly distributed. For instance, if legal metrological control guarantees an MPES of +/- 1%, it means that the "true value" can be assumed to be within that range of the values measured. However, it does not say if measurements may vary around that value between measurements or if they are always systematically max. +/-1% off. In the latter case measurements are correlated and deviations would not average out.
In practice, input quantities are often correlated because the same physical measurement standard, measuring instrument, reference date, or even measurement method is used in the estimation of their values.
Example: Each batch of a solid material purchased on the market is measured by the operator's weighbridge. In this case the measurements may have to be assumed as being correlated.
|  |  | a. | Amount of fuel or material imported to/consumed within the installation
|  |  |  | Name or brief description | Quantity per measurement [e.g. t or Nm³] | Annual number of measurements | Annual quantity [e.g. t or Nm³] | Uncertainty related to each measurement | Type of distribution | Standard or expanded uncertainty? | Value "in service"? | Conversion factor to "in service" | Correlated or uncorrelated? |  |  | Conversion factor | Coverage | Exponential factor | Dist. Rect or Tri? | "in service" conversion | Uncertainty budget | Make grey standard/expanded? | Make grey "in service"
|  |  | i. | [12 empty] | 1 | 68.27% | 2 | FALSE | 2 |  | FALSE | FALSE
|  |  | ii. | [12 empty] | 1 | 68.27% | 2 | FALSE | 2 |  | FALSE | FALSE
|  |  | iii. | [12 empty] | 1 | 68.27% | 2 | FALSE | 2 |  | FALSE | FALSE
|  |  | iv. | [12 empty] | 1 | 68.27% | 2 | FALSE | 2 |  | FALSE | FALSE
|  |  | v. | [12 empty] | 1 | 68.27% | 2 | FALSE | 2 |  | FALSE | FALSE
|  |  | b. | Amount of fuel or material exported from the installation
|  |  |  | Name or brief description | Quantity per delivery [e.g. t or Nm³] | Annual number of deliveries | Annual quantity [e.g. t or Nm³] | Uncertainty related to each measurement | Type of distribution | Standard or expanded uncertainty? | Value "in service"? | Conversion factor to "in service" | Correlated or uncorrelated? |  |  | Conversion factor | Coverage | Exponential factor | Dist. Rect or Tri? | "in service" conversion | Uncertainty budget | Make grey standard/expanded? | Make grey "in service"
|  |  | i. | [12 empty] | 1 | 68.27% | 2 | FALSE | 2 |  | FALSE | FALSE
|  |  | ii. | [12 empty] | 1 | 68.27% | 2 | FALSE | 2 |  | FALSE | FALSE
|  |  | iii. | [12 empty] | 1 | 68.27% | 2 | FALSE | 2 |  | FALSE | FALSE
|  |  | iv. | [12 empty] | 1 | 68.27% | 2 | FALSE | 2 |  | FALSE | FALSE
|  |  | v. | [12 empty] | 1 | 68.27% | 2 | FALSE | 2 |  | FALSE | FALSE
|  |  | c. | Storage capacity for the fuel or material in the installation
For the determination of the overall uncertainty it is assumed here that the uncertainty of the stock level readings is always relative to the storage capacity and not to the actual readings. This is typically true for storage tank level readings for e.g. fuel oil. However, if the operator can demonstrate to the competent authority that the relative uncertainty changes with the stock level, the storage level the relative uncertainty relates to may be provided here instead of the capacity.
|  |  |  | Name or brief description | Storage capacity [e.g. t or m³] |  | Storage capacity [e.g. t or m³] | Uncertainty related to each measurement | Type of distribution | Standard or expanded uncertainty? | Value "in service"? | Conversion factor to "in service" | Correlated or uncorrelated? |  |  | Conversion factor | Coverage | Exponential factor | Dist. Rect or Tri? | "in service" conversion | Uncertainty budget | Make grey standard/expanded? | Make grey "in service"
[16 empty] | 1 | 68.27% | 2 | FALSE | 2 |  | FALSE | FALSE
|  |  | d. | Storage levels at the begining and the end of the year
Entries here are not mandatory to determine the average annual uncertainty. However, the actual uncertainty achieved can be determined at the end of the year by complementing entries under a and b above with entries for the stock levels at the beginning and at the end below.
|  |  |  | Name or brief description | Stock level [e.g. t or m³] |  | Stock level [e.g. t or m³]
Beginning of the year
End of the year
|  |  | e. | Average annual quantity consumed [e.g. t or Nm³] | [5 empty] | Storage capacity (share of annual quantity):
The annual quantity is calculated by deducting exported amounts under b) from amounts imported/consumed under a, as well as the stock level changes under d.
|  |  | f. | Total uncertainty (k=1, 1σ, 68%)
|  |  | g. | Total uncertainty (k=2, 2σ, 95%)
This is the overall uncertainty associated with the annual quantity. The value displayed here is the uncertainty which has to be compared with the threshold of the required tier to check compliance.
|  | 9 |  | This is an optional tool for calculating the uncertainty associated with the measurement of annual quantities
|  |  |  | Quantity (imported, consumed) | Please enter here information for each measurement instrument (e.g. operator has two sub-meters to give total amounts consumed or data obtained from each supplier of the specific fuel or material).
|  |  |  | Quantity (exported) | Please enter here information for each measurement instrument related to any amounts of the fuel or material that are exported from the installation instead of being consumed therein (e.g. natural gas or fuel oil sold to third parties).
|  |  |  | Quantity (stored) | Please enter here information on the stock levels (e.g. storage tanks, silos) in which the fuel or material is stored.
|  |  |  | Quantity per measurement | Please enter here for each measurement instrument involved the average quantity per measurement and to which the uncertainty is associated.
Example 1: A solid material is delivered by three different suppliers and the quantity of each delivery is measured by the respective weighbridge at each suppliers' site. In this case one line has to be filled for each supplier providing each average quantity per measurement. Where all imported materials are measured by the operator's weighbridge, only one line has to be used.
Example 2: A gas-fired district heating installation has two boilers. Activity data measurements are based on readings from the two flow meters adjacent to each boiler. In that case, two lines have to be used, one for each flow meter.
|  |  |  | Number of measurements | Please enter here the annual number of measurements which the uncertainty is associated with.
The multiplication of that number with the quantity per measurement amounts to the amounts to the annual quantity determined by this measurement instrument.
|  |  |  | Uncertainty related to each measurement | Please enter here the relative uncertainty associated with each measurement, expressed as %.
In some cases, the uncertainty to be provided here might be the result of previous calculation already. For instance, in example 2 above, the uncertainty of the gas meters might have to take into account the uncertainty of the electronic volume converters. These uncertainties can be determined by using the tools in sheet "Uncertainty_Product" first and enter the resulting uncertainties in this sheet.
The uncertainty can be obtained from different sources, e.g. maximum permissible errors in service in legal metrological control, results from calibration, manufacturer's specification, etc.
The type of uncertainty distribution and the coverage (standard or expanded) associated with that percentage will have to be provided in the following columns (see below.)
|  |  |  | Type of distribution | Please enter here the relevant type of uncertainty distribution choosing one of the following from the drop-down list:
[5 empty] | - | normal distribution: this type of distribution typically occurs for uncertainties provided in calibration reports, manufacturer’s specifications and combined uncertainties.
[5 empty] | - | rectangular distribution: this type of distribution typically occurs for maximum permissible errors, tolerances and uncertainties provided in reference books.
[5 empty] | - | triangular distribution: this type of distribution is typically used e.g. where there is only limited sample data for a population, cases where the relationship between variables is known but data is scarce, etc.
[5 empty] | - | unknown distribution: if the distribution is unknown, a normal distribution is assumed.
|  |  |  | Standard or expanded uncertainty? | For normal distributions, please enter here whether the uncertainty provided is the standard (1σ, k=1, 68%) or expanded (2σ, k=2, 95%) uncertainty.
For all other types of distribution, entries here are not relevant and the cell will be greyed out.
|  |  |  | Value "in service"? | Please select here if the uncertainty provided is the uncertainty "in service" or not. "In service" means that the uncertainty specified takes into account all parameters contributing to the uncertainty of the measuring instrument under its use specification, e.g. drift.
The uncertainty would be "not in service" if it relates e.g. to the maximum permissible error (but not in service), calibration certificates etc.
|  |  |  | Conversion factor to "in service" | Please enter here the conversion factor for the uncertainty "in service". If "in service" is selected above, the cell will be greyed out and a value of 1 applied.
Further information on the application of a conversion factor can be found in GD4. E.g. if the uncertainty is obtained from calibration, it needs to take into account the conservative adjustment factor to account for its use specficiations (see Route CO-2a/2b in GD4) which typically is a factor of 2. If the uncertainty relates to maximum permissible errors (MPE) in legal metrological, please make sure you provide the uncertainty as the MPE "in service" (MPES) as specified (often twice the maximum permissible error, but not necessarily). Please note that for normal distributions this factor is additional and independent from the factor of 2 which converts the standard to the expanded uncertainty.
If no entries are made here, a value of 2 to convert the uncertainty to "in service" will be applied.
|  |  |  | Correlated or uncorrelated? | Please enter here whether the individual measurements are correlated or uncorrelated.
Two measurements are correlated if e.g. the deviation from the "true value" is systematically in one direction and not randomly distributed. For instance, if legal metrological control guarantees an MPES of +/- 1%, it means that the "true value" can be assumed to be within that range of the values measured. However, it does not say if measurements may vary around that value between measurements or if they are always systematically max. +/-1% off. In the latter case measurements are correlated and deviations would not average out.
In practice, input quantities are often correlated because the same physical measurement standard, measuring instrument, reference date, or even measurement method is used in the estimation of their values.
Example: Each batch of a solid material purchased on the market is measured by the operator's weighbridge. In this case the measurements may have to be assumed as being correlated.
|  |  | a. | Amount of fuel or material imported to/consumed within the installation
|  |  |  | Name or brief description | Quantity per measurement [e.g. t or Nm³] | Annual number of measurements | Annual quantity [e.g. t or Nm³] | Uncertainty related to each measurement | Type of distribution | Standard or expanded uncertainty? | Value "in service"? | Conversion factor to "in service" | Correlated or uncorrelated? |  |  | Conversion factor | Coverage | Exponential factor | Dist. Rect or Tri? | "in service" conversion | Uncertainty budget | Make grey standard/expanded? | Make grey "in service"
|  |  | i. | [12 empty] | 1 | 68.27% | 2 | FALSE | 2 |  | FALSE | FALSE
|  |  | ii. | [12 empty] | 1 | 68.27% | 2 | FALSE | 2 |  | FALSE | FALSE
|  |  | iii. | [12 empty] | 1 | 68.27% | 2 | FALSE | 2 |  | FALSE | FALSE
|  |  | iv. | [12 empty] | 1 | 68.27% | 2 | FALSE | 2 |  | FALSE | FALSE
|  |  | v. | [12 empty] | 1 | 68.27% | 2 | FALSE | 2 |  | FALSE | FALSE
|  |  | b. | Amount of fuel or material exported from the installation
|  |  |  | Name or brief description | Quantity per delivery [e.g. t or Nm³] | Annual number of deliveries | Annual quantity [e.g. t or Nm³] | Uncertainty related to each measurement | Type of distribution | Standard or expanded uncertainty? | Value "in service"? | Conversion factor to "in service" | Correlated or uncorrelated? |  |  | Conversion factor | Coverage | Exponential factor | Dist. Rect or Tri? | "in service" conversion | Uncertainty budget | Make grey standard/expanded? | Make grey "in service"
|  |  | i. | [12 empty] | 1 | 68.27% | 2 | FALSE | 2 |  | FALSE | FALSE
|  |  | ii. | [12 empty] | 1 | 68.27% | 2 | FALSE | 2 |  | FALSE | FALSE
|  |  | iii. | [12 empty] | 1 | 68.27% | 2 | FALSE | 2 |  | FALSE | FALSE
|  |  | iv. | [12 empty] | 1 | 68.27% | 2 | FALSE | 2 |  | FALSE | FALSE
|  |  | v. | [12 empty] | 1 | 68.27% | 2 | FALSE | 2 |  | FALSE | FALSE
|  |  | c. | Storage capacity for the fuel or material in the installation
For the determination of the overall uncertainty it is assumed here that the uncertainty of the stock level readings is always relative to the storage capacity and not to the actual readings. This is typically true for storage tank level readings for e.g. fuel oil. However, if the operator can demonstrate to the competent authority that the relative uncertainty changes with the stock level, the storage level the relative uncertainty relates to may be provided here instead of the capacity.
|  |  |  | Name or brief description | Storage capacity [e.g. t or m³] |  | Storage capacity [e.g. t or m³] | Uncertainty related to each measurement | Type of distribution | Standard or expanded uncertainty? | Value "in service"? | Conversion factor to "in service" | Correlated or uncorrelated? |  |  | Conversion factor | Coverage | Exponential factor | Dist. Rect or Tri? | "in service" conversion | Uncertainty budget | Make grey standard/expanded? | Make grey "in service"
[16 empty] | 1 | 68.27% | 2 | FALSE | 2 |  | FALSE | FALSE
|  |  | d. | Storage levels at the begining and the end of the year
Entries here are not mandatory to determine the average annual uncertainty. However, the actual uncertainty achieved can be determined at the end of the year by complementing entries under a and b above with entries for the stock levels at the beginning and at the end below.
|  |  |  | Name or brief description | Stock level [e.g. t or m³] |  | Stock level [e.g. t or m³]
Beginning of the year
End of the year
|  |  | e. | Average annual quantity consumed [e.g. t or Nm³] | [5 empty] | Storage capacity (share of annual quantity):
The annual quantity is calculated by deducting exported amounts under b) from amounts imported/consumed under a, as well as the stock level changes under d.
|  |  | f. | Total uncertainty (k=1, 1σ, 68%)
|  |  | g. | Total uncertainty (k=2, 2σ, 95%)
This is the overall uncertainty associated with the annual quantity. The value displayed here is the uncertainty which has to be compared with the threshold of the required tier to check compliance.
|  | 10 |  | This is an optional tool for calculating the uncertainty associated with the measurement of annual quantities
|  |  |  | Quantity (imported, consumed) | Please enter here information for each measurement instrument (e.g. operator has two sub-meters to give total amounts consumed or data obtained from each supplier of the specific fuel or material).
|  |  |  | Quantity (exported) | Please enter here information for each measurement instrument related to any amounts of the fuel or material that are exported from the installation instead of being consumed therein (e.g. natural gas or fuel oil sold to third parties).
|  |  |  | Quantity (stored) | Please enter here information on the stock levels (e.g. storage tanks, silos) in which the fuel or material is stored.
|  |  |  | Quantity per measurement | Please enter here for each measurement instrument involved the average quantity per measurement and to which the uncertainty is associated.
Example 1: A solid material is delivered by three different suppliers and the quantity of each delivery is measured by the respective weighbridge at each suppliers' site. In this case one line has to be filled for each supplier providing each average quantity per measurement. Where all imported materials are measured by the operator's weighbridge, only one line has to be used.
Example 2: A gas-fired district heating installation has two boilers. Activity data measurements are based on readings from the two flow meters adjacent to each boiler. In that case, two lines have to be used, one for each flow meter.
|  |  |  | Number of measurements | Please enter here the annual number of measurements which the uncertainty is associated with.
The multiplication of that number with the quantity per measurement amounts to the amounts to the annual quantity determined by this measurement instrument.
|  |  |  | Uncertainty related to each measurement | Please enter here the relative uncertainty associated with each measurement, expressed as %.
In some cases, the uncertainty to be provided here might be the result of previous calculation already. For instance, in example 2 above, the uncertainty of the gas meters might have to take into account the uncertainty of the electronic volume converters. These uncertainties can be determined by using the tools in sheet "Uncertainty_Product" first and enter the resulting uncertainties in this sheet.
The uncertainty can be obtained from different sources, e.g. maximum permissible errors in service in legal metrological control, results from calibration, manufacturer's specification, etc.
The type of uncertainty distribution and the coverage (standard or expanded) associated with that percentage will have to be provided in the following columns (see below.)
|  |  |  | Type of distribution | Please enter here the relevant type of uncertainty distribution choosing one of the following from the drop-down list:
[5 empty] | - | normal distribution: this type of distribution typically occurs for uncertainties provided in calibration reports, manufacturer’s specifications and combined uncertainties.
[5 empty] | - | rectangular distribution: this type of distribution typically occurs for maximum permissible errors, tolerances and uncertainties provided in reference books.
[5 empty] | - | triangular distribution: this type of distribution is typically used e.g. where there is only limited sample data for a population, cases where the relationship between variables is known but data is scarce, etc.
[5 empty] | - | unknown distribution: if the distribution is unknown, a normal distribution is assumed.
|  |  |  | Standard or expanded uncertainty? | For normal distributions, please enter here whether the uncertainty provided is the standard (1σ, k=1, 68%) or expanded (2σ, k=2, 95%) uncertainty.
For all other types of distribution, entries here are not relevant and the cell will be greyed out.
|  |  |  | Value "in service"? | Please select here if the uncertainty provided is the uncertainty "in service" or not. "In service" means that the uncertainty specified takes into account all parameters contributing to the uncertainty of the measuring instrument under its use specification, e.g. drift.
The uncertainty would be "not in service" if it relates e.g. to the maximum permissible error (but not in service), calibration certificates etc.
|  |  |  | Conversion factor to "in service" | Please enter here the conversion factor for the uncertainty "in service". If "in service" is selected above, the cell will be greyed out and a value of 1 applied.
Further information on the application of a conversion factor can be found in GD4. E.g. if the uncertainty is obtained from calibration, it needs to take into account the conservative adjustment factor to account for its use specficiations (see Route CO-2a/2b in GD4) which typically is a factor of 2. If the uncertainty relates to maximum permissible errors (MPE) in legal metrological, please make sure you provide the uncertainty as the MPE "in service" (MPES) as specified (often twice the maximum permissible error, but not necessarily). Please note that for normal distributions this factor is additional and independent from the factor of 2 which converts the standard to the expanded uncertainty.
If no entries are made here, a value of 2 to convert the uncertainty to "in service" will be applied.
|  |  |  | Correlated or uncorrelated? | Please enter here whether the individual measurements are correlated or uncorrelated.
Two measurements are correlated if e.g. the deviation from the "true value" is systematically in one direction and not randomly distributed. For instance, if legal metrological control guarantees an MPES of +/- 1%, it means that the "true value" can be assumed to be within that range of the values measured. However, it does not say if measurements may vary around that value between measurements or if they are always systematically max. +/-1% off. In the latter case measurements are correlated and deviations would not average out.
In practice, input quantities are often correlated because the same physical measurement standard, measuring instrument, reference date, or even measurement method is used in the estimation of their values.
Example: Each batch of a solid material purchased on the market is measured by the operator's weighbridge. In this case the measurements may have to be assumed as being correlated.
|  |  | a. | Amount of fuel or material imported to/consumed within the installation
|  |  |  | Name or brief description | Quantity per measurement [e.g. t or Nm³] | Annual number of measurements | Annual quantity [e.g. t or Nm³] | Uncertainty related to each measurement | Type of distribution | Standard or expanded uncertainty? | Value "in service"? | Conversion factor to "in service" | Correlated or uncorrelated? |  |  | Conversion factor | Coverage | Exponential factor | Dist. Rect or Tri? | "in service" conversion | Uncertainty budget | Make grey standard/expanded? | Make grey "in service"
|  |  | i. | [12 empty] | 1 | 68.27% | 2 | FALSE | 2 |  | FALSE | FALSE
|  |  | ii. | [12 empty] | 1 | 68.27% | 2 | FALSE | 2 |  | FALSE | FALSE
|  |  | iii. | [12 empty] | 1 | 68.27% | 2 | FALSE | 2 |  | FALSE | FALSE
|  |  | iv. | [12 empty] | 1 | 68.27% | 2 | FALSE | 2 |  | FALSE | FALSE
|  |  | v. | [12 empty] | 1 | 68.27% | 2 | FALSE | 2 |  | FALSE | FALSE
|  |  | b. | Amount of fuel or material exported from the installation
|  |  |  | Name or brief description | Quantity per delivery [e.g. t or Nm³] | Annual number of deliveries | Annual quantity [e.g. t or Nm³] | Uncertainty related to each measurement | Type of distribution | Standard or expanded uncertainty? | Value "in service"? | Conversion factor to "in service" | Correlated or uncorrelated? |  |  | Conversion factor | Coverage | Exponential factor | Dist. Rect or Tri? | "in service" conversion | Uncertainty budget | Make grey standard/expanded? | Make grey "in service"
|  |  | i. | [12 empty] | 1 | 68.27% | 2 | FALSE | 2 |  | FALSE | FALSE
|  |  | ii. | [12 empty] | 1 | 68.27% | 2 | FALSE | 2 |  | FALSE | FALSE
|  |  | iii. | [12 empty] | 1 | 68.27% | 2 | FALSE | 2 |  | FALSE | FALSE
|  |  | iv. | [12 empty] | 1 | 68.27% | 2 | FALSE | 2 |  | FALSE | FALSE
|  |  | v. | [12 empty] | 1 | 68.27% | 2 | FALSE | 2 |  | FALSE | FALSE
|  |  | c. | Storage capacity for the fuel or material in the installation
For the determination of the overall uncertainty it is assumed here that the uncertainty of the stock level readings is always relative to the storage capacity and not to the actual readings. This is typically true for storage tank level readings for e.g. fuel oil. However, if the operator can demonstrate to the competent authority that the relative uncertainty changes with the stock level, the storage level the relative uncertainty relates to may be provided here instead of the capacity.
|  |  |  | Name or brief description | Storage capacity [e.g. t or m³] |  | Storage capacity [e.g. t or m³] | Uncertainty related to each measurement | Type of distribution | Standard or expanded uncertainty? | Value "in service"? | Conversion factor to "in service" | Correlated or uncorrelated? |  |  | Conversion factor | Coverage | Exponential factor | Dist. Rect or Tri? | "in service" conversion | Uncertainty budget | Make grey standard/expanded? | Make grey "in service"
[16 empty] | 1 | 68.27% | 2 | FALSE | 2 |  | FALSE | FALSE
|  |  | d. | Storage levels at the begining and the end of the year
Entries here are not mandatory to determine the average annual uncertainty. However, the actual uncertainty achieved can be determined at the end of the year by complementing entries under a and b above with entries for the stock levels at the beginning and at the end below.
|  |  |  | Name or brief description | Stock level [e.g. t or m³] |  | Stock level [e.g. t or m³]
Beginning of the year
End of the year
|  |  | e. | Average annual quantity consumed [e.g. t or Nm³] | [5 empty] | Storage capacity (share of annual quantity):
The annual quantity is calculated by deducting exported amounts under b) from amounts imported/consumed under a, as well as the stock level changes under d.
|  |  | f. | Total uncertainty (k=1, 1σ, 68%)
|  |  | g. | Total uncertainty (k=2, 2σ, 95%)
This is the overall uncertainty associated with the annual quantity. The value displayed here is the uncertainty which has to be compared with the threshold of the required tier to check compliance.
ausblenden

## Uncertainty_Product
ausblenden | [12 empty] | ausblenden | ausblenden | ausblenden | ausblenden | ausblenden | ausblenden | ausblenden | ausblenden | ausblenden | ausblenden
| 2 |  |  | Navigation area: |  |  | Previous sheet
Top of sheet
|  | 2 | Tools - Uncertainty assessment of a product
Each tool in this sheet allows to calculate the uncertainty of a sum as described in sections 8.2 and 8.3 of "Guidance Document 4", in particular examples 3 and 6 discussed in those sections, as well as examples 6 and 8 in Annex III of the "Training Material on Uncertainty Assessment"
https://ec.europa.eu/clima/system/files/2021-10/policy_ets_monitoring_gd4_guidance_uncertainty_en.pdf
https://ec.europa.eu/clima/system/files/2016-11/uncertainty_assessment_training_material_en.pdf
|  | 1 |  | This is an optional tool for calculating the uncertainty associated with the measurement of annual quantities
|  |  |  | Uncertainty related to the input quantity | Please enter here the relative uncertainty associated with each measurement, expressed as %.
The uncertainty can be obtained from different sources, e.g. maximum permissible errors in service in legal metrological control, results from calibration, manufacturer's specification, etc.
The type of uncertainty distribution and the coverage (standard or expanded) associated with that percentage will have to be provided in the following columns (see below.)
|  |  |  | Type of distribution | Please enter here the relevant type of uncertainty distribution choosing one of the following from the drop-down list:
[5 empty] | - | normal distribution: this type of distribution typically occurs for uncertainties provided in calibration reports, manufacturer’s specifications and combined uncertainties.
[5 empty] | - | rectangular distribution: this type of distribution typically occurs for maximum permissible errors, tolerances and uncertainties provided in reference books. • Tolerances • Reference book values
[5 empty] | - | triangular distribution: this type of distribution is typically used e.g. where there is only limited sample data for a population, cases where the relationship between variables is known but data is scarce, etc.
[5 empty] | - | unknown distribution: if the distribution is unknown, a rectangular distribution is assumed.
|  |  |  | Standard or expanded uncertainty? | For normal distributions, please enter here whether the uncertainty provided is the standard (1σ, k=1, 68%) or expanded (2σ, k=2, 95%) uncertainty.
For all other types of distribution, entries here are not relevant and the cell will be greyed out.
|  |  |  | Value "in service"? | Please select here if the uncertainty provided is the uncertainty "in service" or not. "In service" means that the uncertainty specified takes into account all parameters contributing to the uncertainty of the measuring instrument under its use specification, e.g. drift.
The uncertainty would be "not in service" if it relates e.g. to the maximum permissible error (but not in service), calibration certificates etc.
|  |  |  | Conversion factor to "in service" | Please enter here the conversion factor for the uncertainty "in service". If "in service" is selected above, the cell will be greyed out and a value of 1 applied.
Further information on the application of a conversion factor can be found in GD4. E.g. if the uncertainty is obtained from calibration, it needs to take into account the conservative adjustment factor to account for its use specficiations (see Route CO-2a/2b in GD4) which typically is a factor of 2. If the uncertainty relates to maximum permissible errors (MPE) in legal metrological, please make sure you provide the uncertainty as the MPE "in service" (MPES) as specified (often twice the maximum permissible error, but not necessarily). Please note that for normal distributions this factor is additional and independent from the factor of 2 which converts the standard to the expanded uncertainty.
If no entries are made here, a value of 2 to convert the uncertainty to "in service" will be applied.
|  |  |  | Correlated or uncorrelated? | Please enter here whether the individual measurements are correlated or uncorrelated.
Two measurements are correlated if e.g. the deviation from the "true value" is systematically in one direction and not randomly distributed. For instance, if legal metrological control guarantees an MPES of +/- 1%, it means that the "true value" can be assumed to be within that range of the values measured. However, it does not say if measurements may vary around that value between measurements or if they are always systematically max. +/-1% off. In the latter case measurements are correlated and deviations would not average out.
In practice, input quantities are often correlated because the same physical measurement standard, measuring instrument, reference date, or even measurement method is used in the estimation of their values.
Example: Each batch of a solid material purchased on the market is measured by the operator's weighbridge. In this case the measurements may have to be assumed as being correlated.
|  |  | a. | Amount of fuel or material imported to/consumed within the installation
|  |  |  | Input quantity - name of parameter |  |  |  | Uncertainty related to the input quantity | Type of distribution | Standard or expanded uncertainty? | Value "in service"? | Conversion factor to "in service" |  |  | Conversion factor | Coverage | Exponential factor | "in service" conversion | Correlation? | Uncertainty budget | Make grey standard/expanded? | Make grey "in service"
|  |  | i. | [11 empty] | 1 | 68.27% | 2 | 2 | 1 |  | FALSE | FALSE
|  |  | ii. | [11 empty] | 1 | 68.27% | 2 | 2 | 1 |  | FALSE | FALSE
|  |  | iii. | [11 empty] | 1 | 68.27% | 2 | 2 | 1 |  | FALSE | FALSE
|  |  | iv. | [11 empty] | 1 | 68.27% | 2 | 2 | 1 |  | FALSE | FALSE
|  |  | v. | [11 empty] | 1 | 68.27% | 2 | 2 | 1 |  | FALSE | FALSE
|  |  | b. | Are inputs under a) correlated or uncorrelated? | [12 empty] | 2
Please indicate here if the inputs i. to v. under point a) are correlated or uncorrelated. If left empty, it is assumed that the input quantities are correlated.
|  |  | c. | Total uncertainty (k=1)
|  |  | d. | Total uncertainty (k=2)
This is the overall uncertainty associated with the annual quantity. The value displayed here is the uncertainty which has to be compared with the threshold of the required tier to check compliance.
|  | 2 |  | This is an optional tool for calculating the uncertainty associated with the measurement of annual quantities
|  |  |  | Uncertainty related to the input quantity | Please enter here the relative uncertainty associated with each measurement, expressed as %.
The uncertainty can be obtained from different sources, e.g. maximum permissible errors in service in legal metrological control, results from calibration, manufacturer's specification, etc.
The type of uncertainty distribution and the coverage (standard or expanded) associated with that percentage will have to be provided in the following columns (see below.)
|  |  |  | Type of distribution | Please enter here the relevant type of uncertainty distribution choosing one of the following from the drop-down list:
[5 empty] | - | normal distribution: this type of distribution typically occurs for uncertainties provided in calibration reports, manufacturer’s specifications and combined uncertainties.
[5 empty] | - | rectangular distribution: this type of distribution typically occurs for maximum permissible errors, tolerances and uncertainties provided in reference books. • Tolerances • Reference book values
[5 empty] | - | triangular distribution: this type of distribution is typically used e.g. where there is only limited sample data for a population, cases where the relationship between variables is known but data is scarce, etc.
[5 empty] | - | unknown distribution: if the distribution is unknown, a rectangular distribution is assumed.
|  |  |  | Standard or expanded uncertainty? | For normal distributions, please enter here whether the uncertainty provided is the standard (1σ, k=1, 68%) or expanded (2σ, k=2, 95%) uncertainty.
For all other types of distribution, entries here are not relevant and the cell will be greyed out.
|  |  |  | Value "in service"? | Please select here if the uncertainty provided is the uncertainty "in service" or not. "In service" means that the uncertainty specified takes into account all parameters contributing to the uncertainty of the measuring instrument under its use specification, e.g. drift.
The uncertainty would be "not in service" if it relates e.g. to the maximum permissible error (but not in service), calibration certificates etc.
|  |  |  | Conversion factor to "in service" | Please enter here the conversion factor for the uncertainty "in service". If "in service" is selected above, the cell will be greyed out and a value of 1 applied.
Further information on the application of a conversion factor can be found in GD4. E.g. if the uncertainty is obtained from calibration, it needs to take into account the conservative adjustment factor to account for its use specficiations (see Route CO-2a/2b in GD4) which typically is a factor of 2. If the uncertainty relates to maximum permissible errors (MPE) in legal metrological, please make sure you provide the uncertainty as the MPE "in service" (MPES) as specified (often twice the maximum permissible error, but not necessarily). Please note that for normal distributions this factor is additional and independent from the factor of 2 which converts the standard to the expanded uncertainty.
If no entries are made here, a value of 2 to convert the uncertainty to "in service" will be applied.
|  |  |  | Correlated or uncorrelated? | Please enter here whether the individual measurements are correlated or uncorrelated.
Two measurements are correlated if e.g. the deviation from the "true value" is systematically in one direction and not randomly distributed. For instance, if legal metrological control guarantees an MPES of +/- 1%, it means that the "true value" can be assumed to be within that range of the values measured. However, it does not say if measurements may vary around that value between measurements or if they are always systematically max. +/-1% off. In the latter case measurements are correlated and deviations would not average out.
In practice, input quantities are often correlated because the same physical measurement standard, measuring instrument, reference date, or even measurement method is used in the estimation of their values.
Example: Each batch of a solid material purchased on the market is measured by the operator's weighbridge. In this case the measurements may have to be assumed as being correlated.
|  |  | a. | Amount of fuel or material imported to/consumed within the installation
|  |  |  | Input quantity - name of parameter |  |  |  | Uncertainty related to the input quantity | Type of distribution | Standard or expanded uncertainty? | Value "in service"? | Conversion factor to "in service" |  |  | Conversion factor | Coverage | Exponential factor | "in service" conversion | Correlation? | Uncertainty budget | Make grey standard/expanded? | Make grey "in service"
|  |  | i. | [11 empty] | 1 | 68.27% | 2 | 2 | 1 |  | FALSE | FALSE
|  |  | ii. | [11 empty] | 1 | 68.27% | 2 | 2 | 1 |  | FALSE | FALSE
|  |  | iii. | [11 empty] | 1 | 68.27% | 2 | 2 | 1 |  | FALSE | FALSE
|  |  | iv. | [11 empty] | 1 | 68.27% | 2 | 2 | 1 |  | FALSE | FALSE
|  |  | v. | [11 empty] | 1 | 68.27% | 2 | 2 | 1 |  | FALSE | FALSE
|  |  | b. | Are inputs under a) correlated or uncorrelated? | [12 empty] | 2
Please indicate here if the inputs i. to v. under point a) are correlated or uncorrelated. If left empty, it is assumed that the input quantities are correlated.
|  |  | c. | Total uncertainty (k=1)
|  |  | d. | Total uncertainty (k=2)
This is the overall uncertainty associated with the annual quantity. The value displayed here is the uncertainty which has to be compared with the threshold of the required tier to check compliance.
|  | 3 |  | This is an optional tool for calculating the uncertainty associated with the measurement of annual quantities
|  |  |  | Uncertainty related to the input quantity | Please enter here the relative uncertainty associated with each measurement, expressed as %.
The uncertainty can be obtained from different sources, e.g. maximum permissible errors in service in legal metrological control, results from calibration, manufacturer's specification, etc.
The type of uncertainty distribution and the coverage (standard or expanded) associated with that percentage will have to be provided in the following columns (see below.)
|  |  |  | Type of distribution | Please enter here the relevant type of uncertainty distribution choosing one of the following from the drop-down list:
[5 empty] | - | normal distribution: this type of distribution typically occurs for uncertainties provided in calibration reports, manufacturer’s specifications and combined uncertainties.
[5 empty] | - | rectangular distribution: this type of distribution typically occurs for maximum permissible errors, tolerances and uncertainties provided in reference books. • Tolerances • Reference book values
[5 empty] | - | triangular distribution: this type of distribution is typically used e.g. where there is only limited sample data for a population, cases where the relationship between variables is known but data is scarce, etc.
[5 empty] | - | unknown distribution: if the distribution is unknown, a rectangular distribution is assumed.
|  |  |  | Standard or expanded uncertainty? | For normal distributions, please enter here whether the uncertainty provided is the standard (1σ, k=1, 68%) or expanded (2σ, k=2, 95%) uncertainty.
For all other types of distribution, entries here are not relevant and the cell will be greyed out.
|  |  |  | Value "in service"? | Please select here if the uncertainty provided is the uncertainty "in service" or not. "In service" means that the uncertainty specified takes into account all parameters contributing to the uncertainty of the measuring instrument under its use specification, e.g. drift.
The uncertainty would be "not in service" if it relates e.g. to the maximum permissible error (but not in service), calibration certificates etc.
|  |  |  | Conversion factor to "in service" | Please enter here the conversion factor for the uncertainty "in service". If "in service" is selected above, the cell will be greyed out and a value of 1 applied.
Further information on the application of a conversion factor can be found in GD4. E.g. if the uncertainty is obtained from calibration, it needs to take into account the conservative adjustment factor to account for its use specficiations (see Route CO-2a/2b in GD4) which typically is a factor of 2. If the uncertainty relates to maximum permissible errors (MPE) in legal metrological, please make sure you provide the uncertainty as the MPE "in service" (MPES) as specified (often twice the maximum permissible error, but not necessarily). Please note that for normal distributions this factor is additional and independent from the factor of 2 which converts the standard to the expanded uncertainty.
If no entries are made here, a value of 2 to convert the uncertainty to "in service" will be applied.
|  |  |  | Correlated or uncorrelated? | Please enter here whether the individual measurements are correlated or uncorrelated.
Two measurements are correlated if e.g. the deviation from the "true value" is systematically in one direction and not randomly distributed. For instance, if legal metrological control guarantees an MPES of +/- 1%, it means that the "true value" can be assumed to be within that range of the values measured. However, it does not say if measurements may vary around that value between measurements or if they are always systematically max. +/-1% off. In the latter case measurements are correlated and deviations would not average out.
In practice, input quantities are often correlated because the same physical measurement standard, measuring instrument, reference date, or even measurement method is used in the estimation of their values.
Example: Each batch of a solid material purchased on the market is measured by the operator's weighbridge. In this case the measurements may have to be assumed as being correlated.
|  |  | a. | Amount of fuel or material imported to/consumed within the installation
|  |  |  | Input quantity - name of parameter |  |  |  | Uncertainty related to the input quantity | Type of distribution | Standard or expanded uncertainty? | Value "in service"? | Conversion factor to "in service" |  |  | Conversion factor | Coverage | Exponential factor | "in service" conversion | Correlation? | Uncertainty budget | Make grey standard/expanded? | Make grey "in service"
|  |  | i. | [11 empty] | 1 | 68.27% | 2 | 2 | 1 |  | FALSE | FALSE
|  |  | ii. | [11 empty] | 1 | 68.27% | 2 | 2 | 1 |  | FALSE | FALSE
|  |  | iii. | [11 empty] | 1 | 68.27% | 2 | 2 | 1 |  | FALSE | FALSE
|  |  | iv. | [11 empty] | 1 | 68.27% | 2 | 2 | 1 |  | FALSE | FALSE
|  |  | v. | [11 empty] | 1 | 68.27% | 2 | 2 | 1 |  | FALSE | FALSE
|  |  | b. | Are inputs under a) correlated or uncorrelated? | [12 empty] | 2
Please indicate here if the inputs i. to v. under point a) are correlated or uncorrelated. If left empty, it is assumed that the input quantities are correlated.
|  |  | c. | Total uncertainty (k=1)
|  |  | d. | Total uncertainty (k=2)
This is the overall uncertainty associated with the annual quantity. The value displayed here is the uncertainty which has to be compared with the threshold of the required tier to check compliance.
|  | 4 |  | This is an optional tool for calculating the uncertainty associated with the measurement of annual quantities
|  |  |  | Uncertainty related to the input quantity | Please enter here the relative uncertainty associated with each measurement, expressed as %.
The uncertainty can be obtained from different sources, e.g. maximum permissible errors in service in legal metrological control, results from calibration, manufacturer's specification, etc.
The type of uncertainty distribution and the coverage (standard or expanded) associated with that percentage will have to be provided in the following columns (see below.)
|  |  |  | Type of distribution | Please enter here the relevant type of uncertainty distribution choosing one of the following from the drop-down list:
[5 empty] | - | normal distribution: this type of distribution typically occurs for uncertainties provided in calibration reports, manufacturer’s specifications and combined uncertainties.
[5 empty] | - | rectangular distribution: this type of distribution typically occurs for maximum permissible errors, tolerances and uncertainties provided in reference books. • Tolerances • Reference book values
[5 empty] | - | triangular distribution: this type of distribution is typically used e.g. where there is only limited sample data for a population, cases where the relationship between variables is known but data is scarce, etc.
[5 empty] | - | unknown distribution: if the distribution is unknown, a rectangular distribution is assumed.
|  |  |  | Standard or expanded uncertainty? | For normal distributions, please enter here whether the uncertainty provided is the standard (1σ, k=1, 68%) or expanded (2σ, k=2, 95%) uncertainty.
For all other types of distribution, entries here are not relevant and the cell will be greyed out.
|  |  |  | Value "in service"? | Please select here if the uncertainty provided is the uncertainty "in service" or not. "In service" means that the uncertainty specified takes into account all parameters contributing to the uncertainty of the measuring instrument under its use specification, e.g. drift.
The uncertainty would be "not in service" if it relates e.g. to the maximum permissible error (but not in service), calibration certificates etc.
|  |  |  | Conversion factor to "in service" | Please enter here the conversion factor for the uncertainty "in service". If "in service" is selected above, the cell will be greyed out and a value of 1 applied.
Further information on the application of a conversion factor can be found in GD4. E.g. if the uncertainty is obtained from calibration, it needs to take into account the conservative adjustment factor to account for its use specficiations (see Route CO-2a/2b in GD4) which typically is a factor of 2. If the uncertainty relates to maximum permissible errors (MPE) in legal metrological, please make sure you provide the uncertainty as the MPE "in service" (MPES) as specified (often twice the maximum permissible error, but not necessarily). Please note that for normal distributions this factor is additional and independent from the factor of 2 which converts the standard to the expanded uncertainty.
If no entries are made here, a value of 2 to convert the uncertainty to "in service" will be applied.
|  |  |  | Correlated or uncorrelated? | Please enter here whether the individual measurements are correlated or uncorrelated.
Two measurements are correlated if e.g. the deviation from the "true value" is systematically in one direction and not randomly distributed. For instance, if legal metrological control guarantees an MPES of +/- 1%, it means that the "true value" can be assumed to be within that range of the values measured. However, it does not say if measurements may vary around that value between measurements or if they are always systematically max. +/-1% off. In the latter case measurements are correlated and deviations would not average out.
In practice, input quantities are often correlated because the same physical measurement standard, measuring instrument, reference date, or even measurement method is used in the estimation of their values.
Example: Each batch of a solid material purchased on the market is measured by the operator's weighbridge. In this case the measurements may have to be assumed as being correlated.
|  |  | a. | Amount of fuel or material imported to/consumed within the installation
|  |  |  | Input quantity - name of parameter |  |  |  | Uncertainty related to the input quantity | Type of distribution | Standard or expanded uncertainty? | Value "in service"? | Conversion factor to "in service" |  |  | Conversion factor | Coverage | Exponential factor | "in service" conversion | Correlation? | Uncertainty budget | Make grey standard/expanded? | Make grey "in service"
|  |  | i. | [11 empty] | 1 | 68.27% | 2 | 2 | 1 |  | FALSE | FALSE
|  |  | ii. | [11 empty] | 1 | 68.27% | 2 | 2 | 1 |  | FALSE | FALSE
|  |  | iii. | [11 empty] | 1 | 68.27% | 2 | 2 | 1 |  | FALSE | FALSE
|  |  | iv. | [11 empty] | 1 | 68.27% | 2 | 2 | 1 |  | FALSE | FALSE
|  |  | v. | [11 empty] | 1 | 68.27% | 2 | 2 | 1 |  | FALSE | FALSE
|  |  | b. | Are inputs under a) correlated or uncorrelated? | [12 empty] | 2
Please indicate here if the inputs i. to v. under point a) are correlated or uncorrelated. If left empty, it is assumed that the input quantities are correlated.
|  |  | c. | Total uncertainty (k=1)
|  |  | d. | Total uncertainty (k=2)
This is the overall uncertainty associated with the annual quantity. The value displayed here is the uncertainty which has to be compared with the threshold of the required tier to check compliance.
|  | 5 |  | This is an optional tool for calculating the uncertainty associated with the measurement of annual quantities
|  |  |  | Uncertainty related to the input quantity | Please enter here the relative uncertainty associated with each measurement, expressed as %.
The uncertainty can be obtained from different sources, e.g. maximum permissible errors in service in legal metrological control, results from calibration, manufacturer's specification, etc.
The type of uncertainty distribution and the coverage (standard or expanded) associated with that percentage will have to be provided in the following columns (see below.)
|  |  |  | Type of distribution | Please enter here the relevant type of uncertainty distribution choosing one of the following from the drop-down list:
[5 empty] | - | normal distribution: this type of distribution typically occurs for uncertainties provided in calibration reports, manufacturer’s specifications and combined uncertainties.
[5 empty] | - | rectangular distribution: this type of distribution typically occurs for maximum permissible errors, tolerances and uncertainties provided in reference books. • Tolerances • Reference book values
[5 empty] | - | triangular distribution: this type of distribution is typically used e.g. where there is only limited sample data for a population, cases where the relationship between variables is known but data is scarce, etc.
[5 empty] | - | unknown distribution: if the distribution is unknown, a rectangular distribution is assumed.
|  |  |  | Standard or expanded uncertainty? | For normal distributions, please enter here whether the uncertainty provided is the standard (1σ, k=1, 68%) or expanded (2σ, k=2, 95%) uncertainty.
For all other types of distribution, entries here are not relevant and the cell will be greyed out.
|  |  |  | Value "in service"? | Please select here if the uncertainty provided is the uncertainty "in service" or not. "In service" means that the uncertainty specified takes into account all parameters contributing to the uncertainty of the measuring instrument under its use specification, e.g. drift.
The uncertainty would be "not in service" if it relates e.g. to the maximum permissible error (but not in service), calibration certificates etc.
|  |  |  | Conversion factor to "in service" | Please enter here the conversion factor for the uncertainty "in service". If "in service" is selected above, the cell will be greyed out and a value of 1 applied.
Further information on the application of a conversion factor can be found in GD4. E.g. if the uncertainty is obtained from calibration, it needs to take into account the conservative adjustment factor to account for its use specficiations (see Route CO-2a/2b in GD4) which typically is a factor of 2. If the uncertainty relates to maximum permissible errors (MPE) in legal metrological, please make sure you provide the uncertainty as the MPE "in service" (MPES) as specified (often twice the maximum permissible error, but not necessarily). Please note that for normal distributions this factor is additional and independent from the factor of 2 which converts the standard to the expanded uncertainty.
If no entries are made here, a value of 2 to convert the uncertainty to "in service" will be applied.
|  |  |  | Correlated or uncorrelated? | Please enter here whether the individual measurements are correlated or uncorrelated.
Two measurements are correlated if e.g. the deviation from the "true value" is systematically in one direction and not randomly distributed. For instance, if legal metrological control guarantees an MPES of +/- 1%, it means that the "true value" can be assumed to be within that range of the values measured. However, it does not say if measurements may vary around that value between measurements or if they are always systematically max. +/-1% off. In the latter case measurements are correlated and deviations would not average out.
In practice, input quantities are often correlated because the same physical measurement standard, measuring instrument, reference date, or even measurement method is used in the estimation of their values.
Example: Each batch of a solid material purchased on the market is measured by the operator's weighbridge. In this case the measurements may have to be assumed as being correlated.
|  |  | a. | Amount of fuel or material imported to/consumed within the installation
|  |  |  | Input quantity - name of parameter |  |  |  | Uncertainty related to the input quantity | Type of distribution | Standard or expanded uncertainty? | Value "in service"? | Conversion factor to "in service" |  |  | Conversion factor | Coverage | Exponential factor | "in service" conversion | Correlation? | Uncertainty budget | Make grey standard/expanded? | Make grey "in service"
|  |  | i. | [11 empty] | 1 | 68.27% | 2 | 2 | 1 |  | FALSE | FALSE
|  |  | ii. | [11 empty] | 1 | 68.27% | 2 | 2 | 1 |  | FALSE | FALSE
|  |  | iii. | [11 empty] | 1 | 68.27% | 2 | 2 | 1 |  | FALSE | FALSE
|  |  | iv. | [11 empty] | 1 | 68.27% | 2 | 2 | 1 |  | FALSE | FALSE
|  |  | v. | [11 empty] | 1 | 68.27% | 2 | 2 | 1 |  | FALSE | FALSE
|  |  | b. | Are inputs under a) correlated or uncorrelated? | [12 empty] | 2
Please indicate here if the inputs i. to v. under point a) are correlated or uncorrelated. If left empty, it is assumed that the input quantities are correlated.
|  |  | c. | Total uncertainty (k=1)
|  |  | d. | Total uncertainty (k=2)
This is the overall uncertainty associated with the annual quantity. The value displayed here is the uncertainty which has to be compared with the threshold of the required tier to check compliance.
|  | 6 |  | This is an optional tool for calculating the uncertainty associated with the measurement of annual quantities
|  |  |  | Uncertainty related to the input quantity | Please enter here the relative uncertainty associated with each measurement, expressed as %.
The uncertainty can be obtained from different sources, e.g. maximum permissible errors in service in legal metrological control, results from calibration, manufacturer's specification, etc.
The type of uncertainty distribution and the coverage (standard or expanded) associated with that percentage will have to be provided in the following columns (see below.)
|  |  |  | Type of distribution | Please enter here the relevant type of uncertainty distribution choosing one of the following from the drop-down list:
[5 empty] | - | normal distribution: this type of distribution typically occurs for uncertainties provided in calibration reports, manufacturer’s specifications and combined uncertainties.
[5 empty] | - | rectangular distribution: this type of distribution typically occurs for maximum permissible errors, tolerances and uncertainties provided in reference books. • Tolerances • Reference book values
[5 empty] | - | triangular distribution: this type of distribution is typically used e.g. where there is only limited sample data for a population, cases where the relationship between variables is known but data is scarce, etc.
[5 empty] | - | unknown distribution: if the distribution is unknown, a rectangular distribution is assumed.
|  |  |  | Standard or expanded uncertainty? | For normal distributions, please enter here whether the uncertainty provided is the standard (1σ, k=1, 68%) or expanded (2σ, k=2, 95%) uncertainty.
For all other types of distribution, entries here are not relevant and the cell will be greyed out.
|  |  |  | Value "in service"? | Please select here if the uncertainty provided is the uncertainty "in service" or not. "In service" means that the uncertainty specified takes into account all parameters contributing to the uncertainty of the measuring instrument under its use specification, e.g. drift.
The uncertainty would be "not in service" if it relates e.g. to the maximum permissible error (but not in service), calibration certificates etc.
|  |  |  | Conversion factor to "in service" | Please enter here the conversion factor for the uncertainty "in service". If "in service" is selected above, the cell will be greyed out and a value of 1 applied.
Further information on the application of a conversion factor can be found in GD4. E.g. if the uncertainty is obtained from calibration, it needs to take into account the conservative adjustment factor to account for its use specficiations (see Route CO-2a/2b in GD4) which typically is a factor of 2. If the uncertainty relates to maximum permissible errors (MPE) in legal metrological, please make sure you provide the uncertainty as the MPE "in service" (MPES) as specified (often twice the maximum permissible error, but not necessarily). Please note that for normal distributions this factor is additional and independent from the factor of 2 which converts the standard to the expanded uncertainty.
If no entries are made here, a value of 2 to convert the uncertainty to "in service" will be applied.
|  |  |  | Correlated or uncorrelated? | Please enter here whether the individual measurements are correlated or uncorrelated.
Two measurements are correlated if e.g. the deviation from the "true value" is systematically in one direction and not randomly distributed. For instance, if legal metrological control guarantees an MPES of +/- 1%, it means that the "true value" can be assumed to be within that range of the values measured. However, it does not say if measurements may vary around that value between measurements or if they are always systematically max. +/-1% off. In the latter case measurements are correlated and deviations would not average out.
In practice, input quantities are often correlated because the same physical measurement standard, measuring instrument, reference date, or even measurement method is used in the estimation of their values.
Example: Each batch of a solid material purchased on the market is measured by the operator's weighbridge. In this case the measurements may have to be assumed as being correlated.
|  |  | a. | Amount of fuel or material imported to/consumed within the installation
|  |  |  | Input quantity - name of parameter |  |  |  | Uncertainty related to the input quantity | Type of distribution | Standard or expanded uncertainty? | Value "in service"? | Conversion factor to "in service" |  |  | Conversion factor | Coverage | Exponential factor | "in service" conversion | Correlation? | Uncertainty budget | Make grey standard/expanded? | Make grey "in service"
|  |  | i. | [11 empty] | 1 | 68.27% | 2 | 2 | 1 |  | FALSE | FALSE
|  |  | ii. | [11 empty] | 1 | 68.27% | 2 | 2 | 1 |  | FALSE | FALSE
|  |  | iii. | [11 empty] | 1 | 68.27% | 2 | 2 | 1 |  | FALSE | FALSE
|  |  | iv. | [11 empty] | 1 | 68.27% | 2 | 2 | 1 |  | FALSE | FALSE
|  |  | v. | [11 empty] | 1 | 68.27% | 2 | 2 | 1 |  | FALSE | FALSE
|  |  | b. | Are inputs under a) correlated or uncorrelated? | [12 empty] | 2
Please indicate here if the inputs i. to v. under point a) are correlated or uncorrelated. If left empty, it is assumed that the input quantities are correlated.
|  |  | c. | Total uncertainty (k=1)
|  |  | d. | Total uncertainty (k=2)
This is the overall uncertainty associated with the annual quantity. The value displayed here is the uncertainty which has to be compared with the threshold of the required tier to check compliance.
|  | 7 |  | This is an optional tool for calculating the uncertainty associated with the measurement of annual quantities
|  |  |  | Uncertainty related to the input quantity | Please enter here the relative uncertainty associated with each measurement, expressed as %.
The uncertainty can be obtained from different sources, e.g. maximum permissible errors in service in legal metrological control, results from calibration, manufacturer's specification, etc.
The type of uncertainty distribution and the coverage (standard or expanded) associated with that percentage will have to be provided in the following columns (see below.)
|  |  |  | Type of distribution | Please enter here the relevant type of uncertainty distribution choosing one of the following from the drop-down list:
[5 empty] | - | normal distribution: this type of distribution typically occurs for uncertainties provided in calibration reports, manufacturer’s specifications and combined uncertainties.
[5 empty] | - | rectangular distribution: this type of distribution typically occurs for maximum permissible errors, tolerances and uncertainties provided in reference books. • Tolerances • Reference book values
[5 empty] | - | triangular distribution: this type of distribution is typically used e.g. where there is only limited sample data for a population, cases where the relationship between variables is known but data is scarce, etc.
[5 empty] | - | unknown distribution: if the distribution is unknown, a rectangular distribution is assumed.
|  |  |  | Standard or expanded uncertainty? | For normal distributions, please enter here whether the uncertainty provided is the standard (1σ, k=1, 68%) or expanded (2σ, k=2, 95%) uncertainty.
For all other types of distribution, entries here are not relevant and the cell will be greyed out.
|  |  |  | Value "in service"? | Please select here if the uncertainty provided is the uncertainty "in service" or not. "In service" means that the uncertainty specified takes into account all parameters contributing to the uncertainty of the measuring instrument under its use specification, e.g. drift.
The uncertainty would be "not in service" if it relates e.g. to the maximum permissible error (but not in service), calibration certificates etc.
|  |  |  | Conversion factor to "in service" | Please enter here the conversion factor for the uncertainty "in service". If "in service" is selected above, the cell will be greyed out and a value of 1 applied.
Further information on the application of a conversion factor can be found in GD4. E.g. if the uncertainty is obtained from calibration, it needs to take into account the conservative adjustment factor to account for its use specficiations (see Route CO-2a/2b in GD4) which typically is a factor of 2. If the uncertainty relates to maximum permissible errors (MPE) in legal metrological, please make sure you provide the uncertainty as the MPE "in service" (MPES) as specified (often twice the maximum permissible error, but not necessarily). Please note that for normal distributions this factor is additional and independent from the factor of 2 which converts the standard to the expanded uncertainty.
If no entries are made here, a value of 2 to convert the uncertainty to "in service" will be applied.
|  |  |  | Correlated or uncorrelated? | Please enter here whether the individual measurements are correlated or uncorrelated.
Two measurements are correlated if e.g. the deviation from the "true value" is systematically in one direction and not randomly distributed. For instance, if legal metrological control guarantees an MPES of +/- 1%, it means that the "true value" can be assumed to be within that range of the values measured. However, it does not say if measurements may vary around that value between measurements or if they are always systematically max. +/-1% off. In the latter case measurements are correlated and deviations would not average out.
In practice, input quantities are often correlated because the same physical measurement standard, measuring instrument, reference date, or even measurement method is used in the estimation of their values.
Example: Each batch of a solid material purchased on the market is measured by the operator's weighbridge. In this case the measurements may have to be assumed as being correlated.
|  |  | a. | Amount of fuel or material imported to/consumed within the installation
|  |  |  | Input quantity - name of parameter |  |  |  | Uncertainty related to the input quantity | Type of distribution | Standard or expanded uncertainty? | Value "in service"? | Conversion factor to "in service" |  |  | Conversion factor | Coverage | Exponential factor | "in service" conversion | Correlation? | Uncertainty budget | Make grey standard/expanded? | Make grey "in service"
|  |  | i. | [11 empty] | 1 | 68.27% | 2 | 2 | 1 |  | FALSE | FALSE
|  |  | ii. | [11 empty] | 1 | 68.27% | 2 | 2 | 1 |  | FALSE | FALSE
|  |  | iii. | [11 empty] | 1 | 68.27% | 2 | 2 | 1 |  | FALSE | FALSE
|  |  | iv. | [11 empty] | 1 | 68.27% | 2 | 2 | 1 |  | FALSE | FALSE
|  |  | v. | [11 empty] | 1 | 68.27% | 2 | 2 | 1 |  | FALSE | FALSE
|  |  | b. | Are inputs under a) correlated or uncorrelated? | [12 empty] | 2
Please indicate here if the inputs i. to v. under point a) are correlated or uncorrelated. If left empty, it is assumed that the input quantities are correlated.
|  |  | c. | Total uncertainty (k=1)
|  |  | d. | Total uncertainty (k=2)
This is the overall uncertainty associated with the annual quantity. The value displayed here is the uncertainty which has to be compared with the threshold of the required tier to check compliance.
|  | 8 |  | This is an optional tool for calculating the uncertainty associated with the measurement of annual quantities
|  |  |  | Uncertainty related to the input quantity | Please enter here the relative uncertainty associated with each measurement, expressed as %.
The uncertainty can be obtained from different sources, e.g. maximum permissible errors in service in legal metrological control, results from calibration, manufacturer's specification, etc.
The type of uncertainty distribution and the coverage (standard or expanded) associated with that percentage will have to be provided in the following columns (see below.)
|  |  |  | Type of distribution | Please enter here the relevant type of uncertainty distribution choosing one of the following from the drop-down list:
[5 empty] | - | normal distribution: this type of distribution typically occurs for uncertainties provided in calibration reports, manufacturer’s specifications and combined uncertainties.
[5 empty] | - | rectangular distribution: this type of distribution typically occurs for maximum permissible errors, tolerances and uncertainties provided in reference books. • Tolerances • Reference book values
[5 empty] | - | triangular distribution: this type of distribution is typically used e.g. where there is only limited sample data for a population, cases where the relationship between variables is known but data is scarce, etc.
[5 empty] | - | unknown distribution: if the distribution is unknown, a rectangular distribution is assumed.
|  |  |  | Standard or expanded uncertainty? | For normal distributions, please enter here whether the uncertainty provided is the standard (1σ, k=1, 68%) or expanded (2σ, k=2, 95%) uncertainty.
For all other types of distribution, entries here are not relevant and the cell will be greyed out.
|  |  |  | Value "in service"? | Please select here if the uncertainty provided is the uncertainty "in service" or not. "In service" means that the uncertainty specified takes into account all parameters contributing to the uncertainty of the measuring instrument under its use specification, e.g. drift.
The uncertainty would be "not in service" if it relates e.g. to the maximum permissible error (but not in service), calibration certificates etc.
|  |  |  | Conversion factor to "in service" | Please enter here the conversion factor for the uncertainty "in service". If "in service" is selected above, the cell will be greyed out and a value of 1 applied.
Further information on the application of a conversion factor can be found in GD4. E.g. if the uncertainty is obtained from calibration, it needs to take into account the conservative adjustment factor to account for its use specficiations (see Route CO-2a/2b in GD4) which typically is a factor of 2. If the uncertainty relates to maximum permissible errors (MPE) in legal metrological, please make sure you provide the uncertainty as the MPE "in service" (MPES) as specified (often twice the maximum permissible error, but not necessarily). Please note that for normal distributions this factor is additional and independent from the factor of 2 which converts the standard to the expanded uncertainty.
If no entries are made here, a value of 2 to convert the uncertainty to "in service" will be applied.
|  |  |  | Correlated or uncorrelated? | Please enter here whether the individual measurements are correlated or uncorrelated.
Two measurements are correlated if e.g. the deviation from the "true value" is systematically in one direction and not randomly distributed. For instance, if legal metrological control guarantees an MPES of +/- 1%, it means that the "true value" can be assumed to be within that range of the values measured. However, it does not say if measurements may vary around that value between measurements or if they are always systematically max. +/-1% off. In the latter case measurements are correlated and deviations would not average out.
In practice, input quantities are often correlated because the same physical measurement standard, measuring instrument, reference date, or even measurement method is used in the estimation of their values.
Example: Each batch of a solid material purchased on the market is measured by the operator's weighbridge. In this case the measurements may have to be assumed as being correlated.
|  |  | a. | Amount of fuel or material imported to/consumed within the installation
|  |  |  | Input quantity - name of parameter |  |  |  | Uncertainty related to the input quantity | Type of distribution | Standard or expanded uncertainty? | Value "in service"? | Conversion factor to "in service" |  |  | Conversion factor | Coverage | Exponential factor | "in service" conversion | Correlation? | Uncertainty budget | Make grey standard/expanded? | Make grey "in service"
|  |  | i. | [11 empty] | 1 | 68.27% | 2 | 2 | 1 |  | FALSE | FALSE
|  |  | ii. | [11 empty] | 1 | 68.27% | 2 | 2 | 1 |  | FALSE | FALSE
|  |  | iii. | [11 empty] | 1 | 68.27% | 2 | 2 | 1 |  | FALSE | FALSE
|  |  | iv. | [11 empty] | 1 | 68.27% | 2 | 2 | 1 |  | FALSE | FALSE
|  |  | v. | [11 empty] | 1 | 68.27% | 2 | 2 | 1 |  | FALSE | FALSE
|  |  | b. | Are inputs under a) correlated or uncorrelated? | [12 empty] | 2
Please indicate here if the inputs i. to v. under point a) are correlated or uncorrelated. If left empty, it is assumed that the input quantities are correlated.
|  |  | c. | Total uncertainty (k=1)
|  |  | d. | Total uncertainty (k=2)
This is the overall uncertainty associated with the annual quantity. The value displayed here is the uncertainty which has to be compared with the threshold of the required tier to check compliance.
|  | 9 |  | This is an optional tool for calculating the uncertainty associated with the measurement of annual quantities
|  |  |  | Uncertainty related to the input quantity | Please enter here the relative uncertainty associated with each measurement, expressed as %.
The uncertainty can be obtained from different sources, e.g. maximum permissible errors in service in legal metrological control, results from calibration, manufacturer's specification, etc.
The type of uncertainty distribution and the coverage (standard or expanded) associated with that percentage will have to be provided in the following columns (see below.)
|  |  |  | Type of distribution | Please enter here the relevant type of uncertainty distribution choosing one of the following from the drop-down list:
[5 empty] | - | normal distribution: this type of distribution typically occurs for uncertainties provided in calibration reports, manufacturer’s specifications and combined uncertainties.
[5 empty] | - | rectangular distribution: this type of distribution typically occurs for maximum permissible errors, tolerances and uncertainties provided in reference books. • Tolerances • Reference book values
[5 empty] | - | triangular distribution: this type of distribution is typically used e.g. where there is only limited sample data for a population, cases where the relationship between variables is known but data is scarce, etc.
[5 empty] | - | unknown distribution: if the distribution is unknown, a rectangular distribution is assumed.
|  |  |  | Standard or expanded uncertainty? | For normal distributions, please enter here whether the uncertainty provided is the standard (1σ, k=1, 68%) or expanded (2σ, k=2, 95%) uncertainty.
For all other types of distribution, entries here are not relevant and the cell will be greyed out.
|  |  |  | Value "in service"? | Please select here if the uncertainty provided is the uncertainty "in service" or not. "In service" means that the uncertainty specified takes into account all parameters contributing to the uncertainty of the measuring instrument under its use specification, e.g. drift.
The uncertainty would be "not in service" if it relates e.g. to the maximum permissible error (but not in service), calibration certificates etc.
|  |  |  | Conversion factor to "in service" | Please enter here the conversion factor for the uncertainty "in service". If "in service" is selected above, the cell will be greyed out and a value of 1 applied.
Further information on the application of a conversion factor can be found in GD4. E.g. if the uncertainty is obtained from calibration, it needs to take into account the conservative adjustment factor to account for its use specficiations (see Route CO-2a/2b in GD4) which typically is a factor of 2. If the uncertainty relates to maximum permissible errors (MPE) in legal metrological, please make sure you provide the uncertainty as the MPE "in service" (MPES) as specified (often twice the maximum permissible error, but not necessarily). Please note that for normal distributions this factor is additional and independent from the factor of 2 which converts the standard to the expanded uncertainty.
If no entries are made here, a value of 2 to convert the uncertainty to "in service" will be applied.
|  |  |  | Correlated or uncorrelated? | Please enter here whether the individual measurements are correlated or uncorrelated.
Two measurements are correlated if e.g. the deviation from the "true value" is systematically in one direction and not randomly distributed. For instance, if legal metrological control guarantees an MPES of +/- 1%, it means that the "true value" can be assumed to be within that range of the values measured. However, it does not say if measurements may vary around that value between measurements or if they are always systematically max. +/-1% off. In the latter case measurements are correlated and deviations would not average out.
In practice, input quantities are often correlated because the same physical measurement standard, measuring instrument, reference date, or even measurement method is used in the estimation of their values.
Example: Each batch of a solid material purchased on the market is measured by the operator's weighbridge. In this case the measurements may have to be assumed as being correlated.
|  |  | a. | Amount of fuel or material imported to/consumed within the installation
|  |  |  | Input quantity - name of parameter |  |  |  | Uncertainty related to the input quantity | Type of distribution | Standard or expanded uncertainty? | Value "in service"? | Conversion factor to "in service" |  |  | Conversion factor | Coverage | Exponential factor | "in service" conversion | Correlation? | Uncertainty budget | Make grey standard/expanded? | Make grey "in service"
|  |  | i. | [11 empty] | 1 | 68.27% | 2 | 2 | 1 |  | FALSE | FALSE
|  |  | ii. | [11 empty] | 1 | 68.27% | 2 | 2 | 1 |  | FALSE | FALSE
|  |  | iii. | [11 empty] | 1 | 68.27% | 2 | 2 | 1 |  | FALSE | FALSE
|  |  | iv. | [11 empty] | 1 | 68.27% | 2 | 2 | 1 |  | FALSE | FALSE
|  |  | v. | [11 empty] | 1 | 68.27% | 2 | 2 | 1 |  | FALSE | FALSE
|  |  | b. | Are inputs under a) correlated or uncorrelated? | [12 empty] | 2
Please indicate here if the inputs i. to v. under point a) are correlated or uncorrelated. If left empty, it is assumed that the input quantities are correlated.
|  |  | c. | Total uncertainty (k=1)
|  |  | d. | Total uncertainty (k=2)
This is the overall uncertainty associated with the annual quantity. The value displayed here is the uncertainty which has to be compared with the threshold of the required tier to check compliance.
|  | 10 |  | This is an optional tool for calculating the uncertainty associated with the measurement of annual quantities
|  |  |  | Uncertainty related to the input quantity | Please enter here the relative uncertainty associated with each measurement, expressed as %.
The uncertainty can be obtained from different sources, e.g. maximum permissible errors in service in legal metrological control, results from calibration, manufacturer's specification, etc.
The type of uncertainty distribution and the coverage (standard or expanded) associated with that percentage will have to be provided in the following columns (see below.)
|  |  |  | Type of distribution | Please enter here the relevant type of uncertainty distribution choosing one of the following from the drop-down list:
[5 empty] | - | normal distribution: this type of distribution typically occurs for uncertainties provided in calibration reports, manufacturer’s specifications and combined uncertainties.
[5 empty] | - | rectangular distribution: this type of distribution typically occurs for maximum permissible errors, tolerances and uncertainties provided in reference books. • Tolerances • Reference book values
[5 empty] | - | triangular distribution: this type of distribution is typically used e.g. where there is only limited sample data for a population, cases where the relationship between variables is known but data is scarce, etc.
[5 empty] | - | unknown distribution: if the distribution is unknown, a rectangular distribution is assumed.
|  |  |  | Standard or expanded uncertainty? | For normal distributions, please enter here whether the uncertainty provided is the standard (1σ, k=1, 68%) or expanded (2σ, k=2, 95%) uncertainty.
For all other types of distribution, entries here are not relevant and the cell will be greyed out.
|  |  |  | Value "in service"? | Please select here if the uncertainty provided is the uncertainty "in service" or not. "In service" means that the uncertainty specified takes into account all parameters contributing to the uncertainty of the measuring instrument under its use specification, e.g. drift.
The uncertainty would be "not in service" if it relates e.g. to the maximum permissible error (but not in service), calibration certificates etc.
|  |  |  | Conversion factor to "in service" | Please enter here the conversion factor for the uncertainty "in service". If "in service" is selected above, the cell will be greyed out and a value of 1 applied.
Further information on the application of a conversion factor can be found in GD4. E.g. if the uncertainty is obtained from calibration, it needs to take into account the conservative adjustment factor to account for its use specficiations (see Route CO-2a/2b in GD4) which typically is a factor of 2. If the uncertainty relates to maximum permissible errors (MPE) in legal metrological, please make sure you provide the uncertainty as the MPE "in service" (MPES) as specified (often twice the maximum permissible error, but not necessarily). Please note that for normal distributions this factor is additional and independent from the factor of 2 which converts the standard to the expanded uncertainty.
If no entries are made here, a value of 2 to convert the uncertainty to "in service" will be applied.
|  |  |  | Correlated or uncorrelated? | Please enter here whether the individual measurements are correlated or uncorrelated.
Two measurements are correlated if e.g. the deviation from the "true value" is systematically in one direction and not randomly distributed. For instance, if legal metrological control guarantees an MPES of +/- 1%, it means that the "true value" can be assumed to be within that range of the values measured. However, it does not say if measurements may vary around that value between measurements or if they are always systematically max. +/-1% off. In the latter case measurements are correlated and deviations would not average out.
In practice, input quantities are often correlated because the same physical measurement standard, measuring instrument, reference date, or even measurement method is used in the estimation of their values.
Example: Each batch of a solid material purchased on the market is measured by the operator's weighbridge. In this case the measurements may have to be assumed as being correlated.
|  |  | a. | Amount of fuel or material imported to/consumed within the installation
|  |  |  | Input quantity - name of parameter |  |  |  | Uncertainty related to the input quantity | Type of distribution | Standard or expanded uncertainty? | Value "in service"? | Conversion factor to "in service" |  |  | Conversion factor | Coverage | Exponential factor | "in service" conversion | Correlation? | Uncertainty budget | Make grey standard/expanded? | Make grey "in service"
|  |  | i. | [11 empty] | 1 | 68.27% | 2 | 2 | 1 |  | FALSE | FALSE
|  |  | ii. | [11 empty] | 1 | 68.27% | 2 | 2 | 1 |  | FALSE | FALSE
|  |  | iii. | [11 empty] | 1 | 68.27% | 2 | 2 | 1 |  | FALSE | FALSE
|  |  | iv. | [11 empty] | 1 | 68.27% | 2 | 2 | 1 |  | FALSE | FALSE
|  |  | v. | [11 empty] | 1 | 68.27% | 2 | 2 | 1 |  | FALSE | FALSE
|  |  | b. | Are inputs under a) correlated or uncorrelated? | [12 empty] | 2
Please indicate here if the inputs i. to v. under point a) are correlated or uncorrelated. If left empty, it is assumed that the input quantities are correlated.
|  |  | c. | Total uncertainty (k=1)
|  |  | d. | Total uncertainty (k=2)
This is the overall uncertainty associated with the annual quantity. The value displayed here is the uncertainty which has to be compared with the threshold of the required tier to check compliance.
ausblenden

## EUwideConstants (hidden)
Sheet for EU wide constants
EUconst_UncertaintyThresholds
17.5%
15%
12.5%
10%
7.5%
5%
2.5%
1.5%
EUconst_ERR_Inconsistent | Inconsistent!
EUconst_UncertaintyType | EUconst_ConfidenceLevel
standard | 68.27%
expanded | 95.45%
EUconst_DistributionType | EUconst_DistributionCorrection
normal | 1
rectangular | 1.7321
triangular | 2.4495
unknown | 1
EUconst_CorrelationType | EUconst_CorrelationFactor
correlated | 2
uncorrelated | 1
EUconst_InService
in service
not in service

## MSParameters (hidden)
MS are free to use this sheet

## Translations (hidden)
# | TEXT (Language Version) | English Version (Original)
1 | Navigation area:
2 | Next sheet
3 | Top of sheet
4 | GUIDELINES AND CONDITIONS
5 | Directive 2003/87/EC (the "ETS Directive") requires operators of installations which are included in the Union Emission Trading Scheme (the EU ETS) to hold a valid GHG emission permit issued by the relevant Competent Authority and to monitor and report their emissions, and have the reports verified in accordance with Article 15 of the EU ETS Directive and the Regulation pursuant to that Article.
6 | The consolidated Directive can be downloaded from:
7 | https://eur-lex.europa.eu/eli/dir/2003/87/2018-04-08
8 | The Monitoring and Reporting Regulation (Commission Regulation (EU) No 601/2012, hereinafter the "MRR"), defines further requirements for monitoring and reporting. The latest version of the MRR can be downloaded from:
9 | https://eur-lex.europa.eu/eli/reg/2012/601/2019-01-01
10 | This file constitutes a tool developed by the Commission services for the purpose of harmonising the determination of uncertainties of measurements pursuant to Articles 12(1)(a), 28 and 29 of the MRR.
11 | This is the final version of the tool for the assessment of uncertainties, dated 9 December 2019.
12 | All Commission guidance documents on the Monitoring and Reporting Regulation can be found at:
13 | https://ec.europa.eu/clima/policies/ets/monitoring_en#tab-0-1
14 | Information sources:
15 | EU Websites:
16 | EU-Legislation:
17 | http://eur-lex.europa.eu/en/index.htm
18 | EU ETS general:
19 | http://ec.europa.eu/clima/policies/ets/index_en.htm
20 | Monitoring and Reporting in the EU ETS:
21 | https://ec.europa.eu/clima/policies/ets/monitoring_en
22 | Other Websites:
23 | <to be provided by Member State>
24 | Helpdesk:
25 | <to be provided by Member State, if relevant>
26 | How to use this file:
27 | In order to protect formulae against unintended modifications, which usually lead to wrong and misleading results, it is of utmost importance NOT TO USE the CUT & PASTE function. If you want to move data, first COPY and PASTE them, and thereafter delete the unwanted data in the old (wrong) place.
28 | Colour codes and fonts:
29 | Black bold text:
30 | This is text provided by the Commission template. It should be kept as it is.
31 | Smaller italic text:
32 | This text gives further explanations. Member States may add further explanations in MS specific versions of the template.
33 | Light yellow fields indicate that an input is optional.
34 | Green fields show automatically calculated results. Red text indicates error messages (missing data etc.).
35 | Shaded fields indicate that an input in another field makes the input here not relevant.
36 | Grey shaded areas should be filled by Member States before publishing a customised version of the template.
37 | Light grey areas are dedicated for navigation and hyperlinks.
38 | This template has been locked against data entry except for yellow fields. However, for transparency reasons, no password has been set. This allows for complete viewing of all formulae. When using this file for data entry, it is recommended to keep the protection in force. The sheets should only be unprotected for checking the validity of formulae. It is recommended to do this in a separate file.
39 | Data fields have not been optimized for specific numerical and other formats. However, sheet protection has been limited so as to allow you to use your own formats. In particular, you may decide about the number of decimal places displayed. The number of places is in principle independent from the precision of the calculation. In principle the option "Precision as displayed" of MS Excel should be deactivated. For more details, consult MS Excel's "Help" function on this topic.
40 | DISCLAIMER: All formulae have been developed carefully and thoroughly. However, mistakes cannot be fully excluded. As described above, full transparency for checking the validity of calculations is ensured. Neither the authors of this file nor the European Commission can be held liable for eventual damages resulting from wrong or misleading results of the provided calculations. It is the full responsibility of the user of this file (i.e. the operator of an EU ETS installation) to ensure that correct data is reported to the competent authority.
41 | Member State-specific guidance is listed here:
42 | Template version information:
43 | Template provided by:
44 | Publication date:
45 | Language version:
46 | Reference filename:
47 | Previous sheet
48 | Tools - Uncertainty assessment of a sum
49 | Each tool in this sheet allows to calculate the uncertainty of a sum as described in sections 8.2 and 8.3 of "Guidance Document 4", in particular examples 2, 5, 7, 8 and 9 discussed in those sections, as well as examples 1, 2, 3, 7 and 9 of Annex III of the "Training Material on Uncertainty Assessment"
50 | https://ec.europa.eu/clima/sites/clima/files/ets/monitoring/docs/gd4_guidance_uncertainty_en.pdf
51 | https://ec.europa.eu/clima/sites/clima/files/ets/monitoring/docs/uncertainty_assessment_training_material_en.pdf
52 | This is an optional tool for calculating the uncertainty associated with the measurement of annual quantities
53 | Quantity (imported, consumed)
54 | Please enter here information for each measurement instrument (e.g. operator has two sub-meters to give total amounts consumed or data obtained from each supplier of the specific fuel or material).
55 | Quantity (exported)
56 | Please enter here information for each measurement instrument related to any amounts of the fuel or material that are exported from the installation instead of being consumed therein (e.g. natural gas or fuel oil sold to third parties).
57 | Quantity (stored)
58 | Please enter here information on the stock levels (e.g. storage tanks, silos) in which the fuel or material is stored.
59 | Quantity per measurement
60 | Please enter here for each measurement instrument involved the average quantity per measurement and to which the uncertainty is associated.
61 | Example 1: A solid material is delivered by three different suppliers and the quantity of each delivery is measured by the respective weighbridge at each suppliers' site. In this case one line has to be filled for each supplier providing each average quantity per measurement. Where all imported materials are measured by the operator's weighbridge, only one line has to be used.
62 | Example 2: A gas-fired district heating installation has two boilers. Activity data measurements are based on readings from the two flow meters adjacent to each boiler. In that case, two lines have to be used, one for each flow meter.
63 | Number of measurements
64 | Please enter here the annual number of measurements which the uncertainty is associated with.
65 | The multiplication of that number with the quantity per measurement amounts to the amounts to the annual quantity determined by this measurement instrument.
66 | Uncertainty related to each measurement
67 | Please enter here the relative uncertainty associated with each measurement, expressed as %.
68 | In some cases, the uncertainty to be provided here might be the result of previous calculation already. For instance, in example 2 above, the uncertainty of the gas meters might have to take into account the uncertainty of the electronic volume converters. These uncertainties can be determined by using the tools in sheet "Uncertainty_Product" first and enter the resulting uncertainties in this sheet.
69 | The uncertainty can be obtained from different sources, e.g. maximum permissible errors in service in legal metrological control, results from calibration, manufacturer's specification, etc.
70 | The type of uncertainty distribution and the coverage (standard or expanded) associated with that percentage will have to be provided in the following columns (see below.)
71 | Type of distribution
72 | Please enter here the relevant type of uncertainty distribution choosing one of the following from the drop-down list:
73 | normal distribution: this type of distribution typically occurs for uncertainties provided in calibration reports, manufacturer’s specifications and combined uncertainties.
74 | rectangular distribution: this type of distribution typically occurs for maximum permissible errors, tolerances and uncertainties provided in reference books.
75 | triangular distribution: this type of distribution is typically used e.g. where there is only limited sample data for a population, cases where the relationship between variables is known but data is scarce, etc.
76 | unknown distribution: if the distribution is unknown, a normal distribution is assumed.
77 | Standard or expanded uncertainty?
78 | For normal distributions, please enter here whether the uncertainty provided is the standard (1σ, k=1, 68%) or expanded (2σ, k=2, 95%) uncertainty.
79 | For all other types of distribution, entries here are not relevant and the cell will be greyed out.
80 | Value "in service"?
81 | Please select here if the uncertainty provided is the uncertainty "in service" or not. "In service" means that the uncertainty specified takes into account all parameters contributing to the uncertainty of the measuring instrument under its use specification, e.g. drift.
82 | The uncertainty would be "not in service" if it relates e.g. to the maximum permissible error (but not in service), calibration certificates etc.
83 | Conversion factor to "in service"
84 | Please enter here the conversion factor for the uncertainty "in service". If "in service" is selected above, the cell will be greyed out and a value of 1 applied.
85 | Further information on the application of a conversion factor can be found in GD4. E.g. if the uncertainty is obtained from calibration, it needs to take into account the conservative adjustment factor to account for its use specficiations (see Route CO-2a/2b in GD4) which typically is a factor of 2. If the uncertainty relates to maximum permissible errors (MPE) in legal metrological, please make sure you provide the uncertainty as the MPE "in service" (MPES) as specified (often twice the maximum permissible error, but not necessarily). Please note that for normal distributions this factor is additional and independent from the factor of 2 which converts the standard to the expanded uncertainty.
86 | If no entries are made here, a value of 2 to convert the uncertainty to "in service" will be applied.
87 | Correlated or uncorrelated?
88 | Please enter here whether the individual measurements are correlated or uncorrelated.
89 | Two measurements are correlated if e.g. the deviation from the "true value" is systematically in one direction and not randomly distributed. For instance, if legal metrological control guarantees an MPES of +/- 1%, it means that the "true value" can be assumed to be within that range of the values measured. However, it does not say if measurements may vary around that value between measurements or if they are always systematically max. +/-1% off. In the latter case measurements are correlated and deviations would not average out.
90 | In practice, input quantities are often correlated because the same physical measurement standard, measuring instrument, reference date, or even measurement method is used in the estimation of their values.
91 | Example: Each batch of a solid material purchased on the market is measured by the operator's weighbridge. In this case the measurements may have to be assumed as being correlated.
92 | Amount of fuel or material imported to/consumed within the installation
93 | Name or brief description
94 | Quantity per measurement [e.g. t or Nm³]
95 | Annual number of measurements
96 | Annual quantity [e.g. t or Nm³]
97 | Amount of fuel or material exported from the installation
98 | Quantity per delivery [e.g. t or Nm³]
99 | Annual number of deliveries
100 | Storage capacity for the fuel or material in the installation
101 | For the determination of the overall uncertainty it is assumed here that the uncertainty of the stock level readings is always relative to the storage capacity and not to the actual readings. This is typically true for storage tank level readings for e.g. fuel oil. However, if the operator can demonstrate to the competent authority that the relative uncertainty changes with the stock level, the storage level the relative uncertainty relates to may be provided here instead of the capacity.
102 | Storage capacity [e.g. t or m³]
103 | Storage levels at the begining and the end of the year
104 | Entries here are not mandatory to determine the average annual uncertainty. However, the actual uncertainty achieved can be determined at the end of the year by complementing entries under a and b above with entries for the stock levels at the beginning and at the end below.
105 | Stock level [e.g. t or m³]
106 | Beginning of the year
107 | End of the year
108 | Average annual quantity consumed [e.g. t or Nm³]
109 | Storage capacity (share of annual quantity):
110 | The annual quantity is calculated by deducting exported amounts under b) from amounts imported/consumed under a, as well as the stock level changes under d.
111 | Total uncertainty (k=1, 1σ, 68%)
112 | Total uncertainty (k=2, 2σ, 95%)
113 | This is the overall uncertainty associated with the annual quantity. The value displayed here is the uncertainty which has to be compared with the threshold of the required tier to check compliance.
114 | Tools - Uncertainty assessment of a product
115 | Each tool in this sheet allows to calculate the uncertainty of a sum as described in sections 8.2 and 8.3 of "Guidance Document 4", in particular examples 3 and 6 discussed in those sections, as well as examples 6 and 8 in Annex III of the "Training Material on Uncertainty Assessment"
116 | Uncertainty related to the input quantity
117 | rectangular distribution: this type of distribution typically occurs for maximum permissible errors, tolerances and uncertainties provided in reference books. • Tolerances • Reference book values
118 | unknown distribution: if the distribution is unknown, a rectangular distribution is assumed.
119 | Input quantity - name of parameter
120 | Are inputs under a) correlated or uncorrelated?
121 | Please indicate here if the inputs i. to v. under point a) are correlated or uncorrelated. If left empty, it is assumed that the input quantities are correlated.
122 | Total uncertainty (k=1)
123 | Total uncertainty (k=2)
124 | Sheet for EU wide constants
125 | Inconsistent!
126 | standard
127 | expanded
128 | normal
129 | rectangular
130 | triangular
131 | unknown
132 | correlated
133 | uncorrelated
134 | in service
135 | not in service
200 | This is the final version of the tool for the assessment of uncertainties, updated for phase 4 of the EU ETS, dated 12 January 2022.
201 | The Monitoring and Reporting Regulation (Commission Regulation (EU) No 2018/2066, as amended, hereinafter the "MRR"), defines further requirements for monitoring and reporting. The MRR can be downloaded from:

## VersionDocumentation (hidden)
Info for automatic Version detection
Template type: | Tool for uncertainty assessment
Version: | 2022-01-12 | tool_uncertainty_COM_en_120122.xls
Issued by: | European Commission
Language: | English
Type list:
Monitoring plan tonne-kilometre data |  | MP TKM
Monitoring plan annual emissions |  | MP AEm
Report tonne-kilometre data |  | Report TKM
Annual Emissions Report |  | Report AER
Phase 3 Installation Monitoring Plan |  | MP P3 Inst
Phase 3 Monitoring Plan Aircraft operators |  | MP P3 Aircraft
Phase 3 Monitoring Plan Aircraft t-km |  | MP P3 TKM
Phase 3 Installation Annual emissions Report |  | P3 Inst AER
Phase 3 Aircraft operators Emissions report |  | P3 Aircraft AER
Phase 3 Aircraft operators tonne-kilometre report |  | P3 Aircraft TKM
Phase 3 Improvement report template |  | P3 Improvement
Tool for uncertainty assessment |  | tool_uncertainty
Version list | Reference File Name | Version comments
2019-06-17 | tool_uncertainty_COM_en_170619.xls | First Draft by UBA
2019-11-14 | tool_uncertainty_COM_en_141119.xls | Second Draft by UBA
2019-12-09 | tool_uncertainty_COM_en_091219.xls | Final version
2022-01-12 | tool_uncertainty_COM_en_120122.xls | Update for phase 4
---
---
---
---
---
Issued by:
European Commission | COM
Umweltbundesamt | UBA
Austria | AT
Belgium | BE
Bulgaria | BG
Croatia | HR
Cyprus | CY
Czech Republic | CZ
Denmark | DK
Estonia | EE
Finland | FI
France | FR
Germany | DE
Greece | EL
Hungary | HU
Iceland | IC
Ireland | IE
Italy | IT
Latvia | LV
Liechtenstein | LI
Lithuania | LT
Luxembourg | LU
Malta | MT
Netherlands | NL
Norway | NO
Poland | PL
Portugal | PT
Romania | RO
Slovakia | SK
Slovenia | SI
Spain | ES
Sweden | SE
United Kingdom | UK
Languages list
Bulgarian | bg
Spanish | es
Croatian | hr
Czech | cs
Danish | da
German | de
Estonian | et
Greek | el
English | en
French | fr
Icelandic | ic
Italian | it
Latvian | lv
Lithuanian | lt
Hungarian | hu
Maltese | mt
Norwegian | no
Dutch | nl
Polish | pl
Portuguese | pt
Romanian | ro
Slovak | sk
Slovenian | sl
Finnish | fi
Swedish | sv